## Global_EqModels
Modality Code | Equipment Code | Equipment Description | Service Product Category | Service Product Range | Service Product Hierarchy | PM Visits per year | PM Duration | Grouping | Product | Available CVG Groups (rule 7) | Not available CVG Groups (rule 5)
AE | 888001 | Kitten Scanner | AE | AE |  | 1 | 1
AE | 888002 | Kitten Scanner | AE | AE |  | 1 | 0
AE | 888110 | Ambient Lighting | AE | AE |  | 1 | 1
AE | 888120 | Ambient experience for CT/iXR/DXR | AE | AE |  | 1 | 2
AE | 888121 | Ambient Experience for CT/iXR/DXR | AE | AE |  | 1 | 0
AE | 888210 | Ambient Lighting for MR | AE | AE |  | 1 | 0
AE | 888220 | Ambient Experience for MR | AE | AE |  | 1 | 2
AE | 888221 | Ambient Experience for MR | AE | AE |  | 1 | 0
AE | 888310 | AE for Uptake | AE | AE |  | 1 | 2
AVW | 881011 | Upgrades IntelliSpace Portal | AVW | AVW |  | 0 | 0 |  |  | LIC
AVW | 881026 | AVW Co-Sell MR (881120) | AVW | AVW |  | 0 | 0 |  |  |  | LIC
AVW | 881048 | IBE Software | AVW | AVW |  | 0 | 0 |  |  |  | LIC
AVW | 881050 | IntelliSpace Portal concerto | AVW | AVW |  | 0 | 0 |  |  | LIC
AVW | 881070 | AVW Co-Sell CT (881120) | AVW | AVW |  | 0 | 0 |  |  | LIC
AVW | 881090 | NM Suite | AVW | AVW |  | 0 | 0 |  |  |  | LIC
AVW | 881093 | CT ASPECT Scoring | AVW | AVW |  | 0 | 0 |  |  |  | LIC
AVW | 881100 | AVW Enterprise | AVW | AVW |  | 0 | 0 |  |  | LIC
AVW | 881105 | AVW Server (881120) | AVW | AVW |  | 0 | 0 |  |  | LIC
AVW | 881107 | AVW Workstation (881120) | AVW | AVW |  | 0 | 0 |  |  | LIC
AVW | 881108 | Workstation HW Brazil | AVW | AVW |  | 0 | 0 |  |  | LIC
AVW | 881109 | AVW enterprise HW | AVW | AVW |  | 0 | 0 |  |  | LIC
AVW | 881121 | Upgrade AVW Server (881120) | AVW | AVW |  | 0 | 0 |  |  | LIC
AVW | 881122 | Upgrade AVW Workstation (881120) | AVW | AVW |  | 0 | 0 |  |  | LIC
CC | 860310 | PageWriter TC50 Cardiograph | CC | INV |  | 0 | 0 |  |  |  | MRPC_BENCH,MRPC_PEAS
CC | 860315 | PageWriter TC70 Cardiograph | CC | INV |  | 0 | 0 |  |  |  | MRPC_BENCH,MRPC_PEAS
CC | 860322 | DigiTrak XT Holter Recorder | CC | INV |  | 0 | 0 |  |  |  | MRPC_BENCH,MRPC_PEAS
CC | 860437 | PageWriter TC35 Cardiograph | CC | INV |  | 0 | 0 |  |  |  | MRPC_BENCH,MRPC_PEAS
CC | 866162 | MR Patient Care Portal 5000 | CC | INV |  | 0 | 0 |  |  |  | MRPC_BENCH,MRPC_PEAS
CC | 866185 | Expression Patient Monitor (MR400) | CC | INV |  | 0 | 0 |  |  | MRPC_BENCH,MRPC_PEAS
CC | 866428 | Expression MR400 Accessories | CC | INV_EW |  | 0 | 0 |  |  | MRPC_BENCH | MRPC_PEAS
CC | 989803192761 | Wireless ECG Patient Module (Gen 3) 1-5 | CC | INV |  | 0 | 0 |  |  | MRPC_BENCH | MRPC_PEAS
CC | 989803192771 | Wireless SPO2 Patient module (Gen 3) 1-5 | CC | INV |  | 0 | 0 |  |  | MRPC_BENCH | MRPC_PEAS
CC | 989803194331 | Wireless SpO2 Patient Module (Gen 3)6-10 | CC | INV |  | 0 | 0 |  |  | MRPC_BENCH | MRPC_PEAS
CC | 989803194341 | Wireless ECG Patient Module (Gen 3) 6-10 | CC | INV |  | 0 | 0 |  |  | MRPC_BENCH | MRPC_PEAS
CT | 728112 | Access Dual | CT | CT |  | 2 | 3.75 |  |  | CS_020 | CSIP,SYSINT,TechMax_CT_Ess,TechMax_CT_Plus
CT | 728113 | Access CT6 Brazil | CT | CT |  | 2 | 4 |  |  | CS_020 | CSIP,SYSINT,TechMax_CT_Ess,TechMax_CT_Plus
CT | 728114 | Access CT6 | CT | CT |  | 2 | 4 |  |  | CS_020 | CSIP,SYSINT,TechMax_CT_Ess,TechMax_CT_Plus
CT | 728115 | Access CT16 Brazil | CT | CT |  | 2 | 4 |  |  | CS_020 | CSIP,SYSINT,TechMax_CT_Ess,TechMax_CT_Plus
CT | 728116 | Access CT | CT | CT |  | 2 | 3.7 |  |  | CS_020 | CSIP,SYSINT,TechMax_CT_Ess,TechMax_CT_Plus
CT | 728117 | Access CT IHP Upgrades | CT | CT |  | 1 | 0 |  |  | CS_020 | CSIP,SYSINT,TechMax_CT_Ess,TechMax_CT_Plus
CT | 728120 | Mx8000 IDT 16 system | CT | CT |  | 1 | 19.9 |  |  | CS_020 | CSIP,SYSINT,TechMax_CT_Ess,TechMax_CT_Plus
CT | 728121 | MX 6000 Dual CT System | CT | CT |  | 4 | 2.725 |  |  | CS_020 | CSIP,SYSINT,TechMax_CT_Ess,TechMax_CT_Plus
CT | 728123 | MX 4000 Dual CT System | CT | CT |  | 4 | 2.1 |  |  | CS_020 | CSIP,SYSINT,TechMax_CT_Ess,TechMax_CT_Plus
CT | 728126 | MX 4000 CT System | CT | CT |  | 4 | 2.025 |  |  | CS_020 | CSIP,SYSINT,TechMax_CT_Ess,TechMax_CT_Plus
CT | 728130 | CT Vision Mx8000 Dual EXP system | CT | CT |  | 4 | 5.65 |  |  | CS_020 | CSIP,SYSINT,TechMax_CT_Ess,TechMax_CT_Plus
CT | 728131 | MX 16 Slice | CT | CT |  | 2 | 4.75 |  |  | CS_020,CSIP | SYSINT,TechMax_CT_Ess,TechMax_CT_Plus
CT | 728132 | MX 16-slice SKD | CT | CT |  | 2 | 4.75 |  |  | CS_020 | CSIP,SYSINT,TechMax_CT_Ess,TechMax_CT_Plus
CT | 728134 | Philips CT 3500 | CT | CT |  | 2 | 8 |  |  | CS_020,SYSINT | CSIP,TechMax_CT_Ess,TechMax_CT_Plus
CT | 728138 | Philips CT 3500 Essentials | CT | CT |  | 2 | 0 |  |  | CS_020,SYSINT | CSIP,TechMax_CT_Ess,TechMax_CT_Plus
CT | 728139 | Philips CT 3500 Plus | CT | CT |  | 1 | 0 |  |  | CS_020,SYSINT | CSIP,TechMax_CT_Ess,TechMax_CT_Plus
CT | 728142 | Philips CT 3500 Pro | CT | CT |  | 1 | 0 |  |  | CS_020,SYSINT | CSIP,TechMax_CT_Ess,TechMax_CT_Plus
CT | 728143 | Incisive CT | CT | CT + TM |  | 2 | 8 |  |  | CS_020,CSIP,TechMax_CT_Ess,TechMax_CT_Plus | SYSINT
CT | 728144 | Incisive CT | CT | CT + TM |  | 2 | 8 |  |  | CS_020,CSIP,TechMax_CT_Ess,TechMax_CT_Plus | SYSINT
CT | 728146 | Incisive CT for Brazil SKD | CT | CT |  | 2 | 8 |  |  | CS_020,CSIP,SYSINT | TechMax_CT_Ess,TechMax_CT_Plus
CT | 728148 | Incisive CT Power | CT | CT |  | 2 | 8 |  |  | CS_020,CSIP,SYSINT | TechMax_CT_Ess,TechMax_CT_Plus
CT | 728149 | Incisive CT Plus | CT | CT |  | 2 | 8 |  |  | CS_020,SYSINT | CSIP,TechMax_CT_Ess,TechMax_CT_Plus
CT | 728151 | Incisive CT Essentials | CT | CT |  | 2 | 8 |  |  | CS_020,SYSINT | CSIP,TechMax_CT_Ess,TechMax_CT_Plus
CT | 728200 | CT Vision Mx8000(D) | CT | CT |  | 2 | 8.75 |  |  | CS_020 | CSIP,SYSINT,TechMax_CT_Ess,TechMax_CT_Plus
CT | 728201 | CT Vision Mx8000(Q) | CT | CT |  | 2 | 8.75 |  |  | CS_020 | CSIP,SYSINT,TechMax_CT_Ess,TechMax_CT_Plus
CT | 728209 | CT Vision ACQSIM CT | CT | CT |  | 4 | 4 |  |  | CS_020 | CSIP,SYSINT,TechMax_CT_Ess,TechMax_CT_Plus
CT | 728231 | Brilliance CT 64 Channel | CT | CT |  | 4 | 4.95 |  |  | CS_020,SYSINT | CSIP,TechMax_CT_Ess,TechMax_CT_Plus
CT | 728233 | Brilliance CT 64 Channel - 2 Yr Warranty | CT | CT |  | 4 | 4.95 |  |  | CS_020,SYSINT | CSIP,TechMax_CT_Ess,TechMax_CT_Plus
CT | 728235 | Brilliance CT 40 Channel | CT | CT |  | 4 | 4.95 |  |  | CS_020 | CSIP,SYSINT,TechMax_CT_Ess,TechMax_CT_Plus
CT | 728238 | CT 5400 | CT | CT |  | 0 | 0 |  |  | CS_020,CSIP,SYSINT | TechMax_CT_Ess,TechMax_CT_Plus
CT | 728239 | CT 5400 RT | CT | CT |  | 4 | 5.55 |  |  | CS_020,CSIP,SYSINT | TechMax_CT_Ess,TechMax_CT_Plus
CT | 728240 | Brilliance CT 16 Power | CT | CT |  | 4 | 4.95 |  |  | CS_020 | CSIP,SYSINT,TechMax_CT_Ess,TechMax_CT_Plus
CT | 728242 | Big Bore RT | CT | CT |  | 4 | 5.55 |  |  | CS_020 | CSIP,SYSINT,TechMax_CT_Ess,TechMax_CT_Plus
CT | 728243 | Brilliance CT Big Bore Oncology | CT | CT |  | 4 | 4.95 |  |  | CS_020,SYSINT | CSIP,TechMax_CT_Ess,TechMax_CT_Plus
CT | 728244 | Brilliance CT Big Bore | CT | CT |  | 4 | 4.95 |  |  | CS_020,SYSINT | CSIP,TechMax_CT_Ess,TechMax_CT_Plus
CT | 728245 | Brilliance CT 16 Slice | CT | CT |  | 2 | 9.9 |  |  | CS_020 | CSIP,SYSINT,TechMax_CT_Ess,TechMax_CT_Plus
CT | 728246 | Brilliance CT 16 Slice | CT | CT |  | 4 | 4.95 |  |  | CS_020 | CSIP,SYSINT,TechMax_CT_Ess,TechMax_CT_Plus
CT | 728247 | Brilliance CT 16 Slice 5.0 MHU | CT | CT |  | 4 | 4.1 |  |  | CS_020 | CSIP,SYSINT,TechMax_CT_Ess,TechMax_CT_Plus
CT | 728250 | Brilliance CT 10 Slice | CT | CT |  | 2 | 7.2 |  |  | CS_020 | CSIP,SYSINT,TechMax_CT_Ess,TechMax_CT_Plus
CT | 728251 | Brilliance CT 10 Slice | CT | CT |  | 4 | 5.05 |  |  | CS_020 | CSIP,SYSINT,TechMax_CT_Ess,TechMax_CT_Plus
CT | 728255 | Brilliance CT 6 Slice | CT | CT |  | 2 | 8.85 |  |  | CS_020 | CSIP,SYSINT,TechMax_CT_Ess,TechMax_CT_Plus
CT | 728256 | Brilliance CT 6 Slice | CT | CT |  | 4 | 4.95 |  |  | CS_020 | CSIP,SYSINT,TechMax_CT_Ess,TechMax_CT_Plus
CT | 728260 | Extended Brilliance Workspace | CT | CT |  | 0 | 0 |  |  |  | CS_020,CSIP,SYSINT,TechMax_CT_Ess,TechMax_CT_Plus
CT | 728262 | CT 5200 RT | CT | CT |  | 4 | 5.55 |  |  | CS_020,CSIP,SYSINT | TechMax_CT_Ess,TechMax_CT_Plus
CT | 728269 | Brilliance Workspace Portal | CT | CT |  | 0 | 0 |  |  |  | CS_020,CSIP,SYSINT,TechMax_CT_Ess,TechMax_CT_Plus
CT | 728271 | Brilliance Workspace Portal Stand Alone | CT | CT |  | 0 | 0 |  |  |  | CS_020,CSIP,SYSINT,TechMax_CT_Ess,TechMax_CT_Plus
CT | 728285 | CT 5300 | CT | CT + TM |  | 1 | 8 |  |  | CS_020,SYSINT,TechMax_CT_Plus | CSIP,TechMax_CT_Ess
CT | 728306 | Brilliance iCT | CT | CT |  | 4 | 8 |  |  | SYSINT | CS_020,CSIP,TechMax_CT_Ess,TechMax_CT_Plus
CT | 728307 | CT 6000 | CT | CT |  | 4 | 8 |  |  | CS_020 | CSIP,SYSINT,TechMax_CT_Ess,TechMax_CT_Plus
CT | 728308 | Brilliance iCT TVI | CT | CT |  | 4 | 8 |  |  | CS_020 | CSIP,SYSINT,TechMax_CT_Ess,TechMax_CT_Plus
CT | 728311 | Brilliance iCT SP | CT | CT |  | 4 | 8 |  |  | CS_020 | CSIP,SYSINT,TechMax_CT_Ess,TechMax_CT_Plus
CT | 728317 | Ingenuity Flex (16) | CT | CT |  | 4 | 4.95 |  |  | CS_020,SYSINT | CSIP,TechMax_CT_Ess,TechMax_CT_Plus
CT | 728319 | Ingenuity Flex (32) | CT | CT |  | 4 | 4.95 |  |  | CS_020 | CSIP,SYSINT,TechMax_CT_Ess,TechMax_CT_Plus
CT | 728321 | Ingenuity Core | CT | CT |  | 4 | 4.95 |  |  | CS_020,SYSINT | CSIP,TechMax_CT_Ess,TechMax_CT_Plus
CT | 728323 | Ingenuity Elite | CT | CT |  | 4 | 4.95 |  |  | CS_020,SYSINT | CSIP,TechMax_CT_Ess,TechMax_CT_Plus
CT | 728324 | Ingenuity Core128/Elite China | CT | CT |  | 4 | 4.95 |  |  | CS_020,SYSINT | CSIP,TechMax_CT_Ess,TechMax_CT_Plus
CT | 728325 | Ingenuity CT Family Brazil | CT | CT |  | 4 | 4.95 |  |  | CS_020,SYSINT | CSIP,TechMax_CT_Ess,TechMax_CT_Plus
CT | 728326 | Ingenuity Elite with IMR | CT | CT |  | 4 | 4.95 |  |  | CS_020,SYSINT | CSIP,TechMax_CT_Ess,TechMax_CT_Plus
CT | 728332 | IQon Spectral CT | CT | CT |  | 4 | 9.25 |  |  | CS_020,SYSINT | CSIP,TechMax_CT_Ess,TechMax_CT_Plus
CT | 728333 | Spectral CT | CT | CT + TM |  | 4 | 9.3 |  |  | CS_020,CSIP,SYSINT,TechMax_CT_Ess,TechMax_CT_Plus
CT | 728334 | Spectral CT7500 on Rails | CT | CT + TM |  | 1 | 0 |  |  | CS_020,CSIP,SYSINT,TechMax_CT_Ess,TechMax_CT_Plus
CT | 728340 | Spectral CT 7500 CN | CT | CT + TM |  | 1 | 0 |  |  | CS_020,CSIP,TechMax_CT_Plus | SYSINT,TechMax_CT_Ess
CT | 728343 | Spectral CT 7500 RT | CT | CT + TM |  | 1 | 0 |  |  | CS_020,CSIP,TechMax_CT_Plus | SYSINT,TechMax_CT_Ess
CT | 728344 | Spectral CT 7500 Plus | CT | CT + TM |  | 1 | 0 |  |  | CS_020,CSIP,TechMax_CT_Plus | SYSINT,TechMax_CT_Ess
CT | 728345 | Spectral CT Verida | CT | CT |  | 0 | 0 |  |  | CS_020,CSIP,SYSINT | TechMax_CT_Ess,TechMax_CT_Plus
CT | 728357 | Spectral CT Verida RT | CT | CT |  | 0 | 0 |  |  | CS_020,CSIP,SYSINT | TechMax_CT_Ess,TechMax_CT_Plus
CT | 728454 | Brilliance Big Bore Onco w/iPatient | CT | CT |  | 4 | 4.95 |  |  | CS_020 | CSIP,SYSINT,TechMax_CT_Ess,TechMax_CT_Plus
CT | 728455 | Brilliance Big Bore Base w/iPatient | CT | CT |  | 4 | 4.95 |  |  | CS_020 | CSIP,SYSINT,TechMax_CT_Ess,TechMax_CT_Plus
CT | 728492 | Philips CT 3300 Upgrades | CT | CT |  | 1 | 0 |  |  | CS_020 | CSIP,SYSINT,TechMax_CT_Ess,TechMax_CT_Plus
CT | 728494 | Philips CT 3300 | CT | CT |  | 2 | 3.7 |  |  | CS_020 | CSIP,SYSINT,TechMax_CT_Ess,TechMax_CT_Plus
CT | 870227 | Brilliance CT Big Bore Circular Edition | CT | CT |  | 1 | 0 |  |  | CS_020 | CSIP,SYSINT,TechMax_CT_Ess,TechMax_CT_Plus
CT | 870240 | TumorLOC Server | CT | CT |  | 0 | 0 |  |  |  | CS_020,CSIP,SYSINT,TechMax_CT_Ess,TechMax_CT_Plus
CT | 870257 | Multimodality Simulation Server | CT | CT |  | 0 | 0 |  |  |  | CS_020,CSIP,SYSINT,TechMax_CT_Ess,TechMax_CT_Plus
CT | 870258 | Multimodality Simulation Workspace SW | CT | CT |  | 0 | 0 |  |  |  | CS_020,CSIP,SYSINT,TechMax_CT_Ess,TechMax_CT_Plus
CT | 881014 | Brilliance CT 64 Circular Edition | CT | CT |  | 1 | 0 |  |  | CS_020 | CSIP,SYSINT,TechMax_CT_Ess,TechMax_CT_Plus
CT | 889406 | Diamond Select Brilliance CT 16 | CT | CT |  | 4 | 4.95 |  |  | CS_020 | CSIP,SYSINT,TechMax_CT_Ess,TechMax_CT_Plus
CT | 889407 | Diamond Select Brilliance CT 64 | CT | CT |  | 4 | 4.95 |  |  | CS_020,SYSINT | CSIP,TechMax_CT_Ess,TechMax_CT_Plus
CT | 889410 | Brilliance Workspace Portal | CT | CT |  | 0 | 0 |  |  |  | CS_020,CSIP,SYSINT,TechMax_CT_Ess,TechMax_CT_Plus
CT | 889411 | Diamond Select Brilliance CT 40 | CT | CT |  | 4 | 4.95 |  |  | CS_020 | CSIP,SYSINT,TechMax_CT_Ess,TechMax_CT_Plus
CT | 889414 | Diamond Select MX 16-slice CT | CT | CT |  | 2 | 4.75 |  |  | CS_020 | CSIP,SYSINT,TechMax_CT_Ess,TechMax_CT_Plus
CT | 889416 | Diamond Select Brilliance Big Bore Onco | CT | CT |  | 4 | 4.95 |  |  | CS_020 | CSIP,SYSINT,TechMax_CT_Ess,TechMax_CT_Plus
CT | 889418 | Diamond Select Brilliance iCT | CT | CT |  | 4 | 8 |  |  | CS_020 | CSIP,SYSINT,TechMax_CT_Ess,TechMax_CT_Plus
CT | 889419 | Diamond Select Ingenuity Core | CT | CT |  | 4 | 4.95 |  |  | CS_020 | CSIP,SYSINT,TechMax_CT_Ess,TechMax_CT_Plus
CV | 722010 | Allura Xper FD10 | CV | CV + TM |  | 2 | 9.5 |  |  | CS_020,CS_021_022_032,CSIP,SYSINT,TECHMAXIGT_AL_PLUS | TechMax_IGT_Ess,TechMax_IGT_Hemo_Plus,TechMax_IGT_LG_Plus,TechMax_IGT_LG_PRE,TechMax_IGT_LG_PRO,TechMax_IGT_Plus,TechMax_IGT_Prem,TechMax_IGT_Pro,TechMax_IGT_Upsell
CV | 722011 | Allura Xper FD10/10 | CV | CV + TM |  | 2 | 13 |  |  | CS_020,CS_021_022_032,CSIP,SYSINT,TECHMAXIGT_AL_PLUS | TechMax_IGT_Ess,TechMax_IGT_Hemo_Plus,TechMax_IGT_LG_Plus,TechMax_IGT_LG_PRE,TechMax_IGT_LG_PRO,TechMax_IGT_Plus,TechMax_IGT_Prem,TechMax_IGT_Pro,TechMax_IGT_Upsell
CV | 722012 | Allura Xper FD20 | CV | CV + TM |  | 2 | 9.5 |  |  | CS_020,CS_021_022_032,CSIP,SYSINT,TECHMAXIGT_AL_PLUS | TechMax_IGT_Ess,TechMax_IGT_Hemo_Plus,TechMax_IGT_LG_Plus,TechMax_IGT_LG_PRE,TechMax_IGT_LG_PRO,TechMax_IGT_Plus,TechMax_IGT_Prem,TechMax_IGT_Pro,TechMax_IGT_Upsell
CV | 722013 | Allura Xper FD20 biplane | CV | CV + TM |  | 2 | 13 |  |  | CS_020,CS_021_022_032,CSIP,SYSINT,TECHMAXIGT_AL_PLUS | TechMax_IGT_Ess,TechMax_IGT_Hemo_Plus,TechMax_IGT_LG_Plus,TechMax_IGT_LG_PRE,TechMax_IGT_LG_PRO,TechMax_IGT_Plus,TechMax_IGT_Prem,TechMax_IGT_Pro,TechMax_IGT_Upsell
CV | 722022 | Allura Xper FD10 OR Table | CV | CV + TM |  | 2 | 9.5 |  |  | CS_020,CS_021_022_032,CSIP,SYSINT,TECHMAXIGT_AL_PLUS | TechMax_IGT_Ess,TechMax_IGT_Hemo_Plus,TechMax_IGT_LG_Plus,TechMax_IGT_LG_PRE,TechMax_IGT_LG_PRO,TechMax_IGT_Plus,TechMax_IGT_Prem,TechMax_IGT_Pro,TechMax_IGT_Upsell
CV | 722023 | Allura Xper FD20 OR Table | CV | CV + TM |  | 2 | 9.5 |  |  | CS_020,CS_021_022_032,CSIP,SYSINT,TECHMAXIGT_AL_PLUS | TechMax_IGT_Ess,TechMax_IGT_Hemo_Plus,TechMax_IGT_LG_Plus,TechMax_IGT_LG_PRE,TechMax_IGT_LG_PRO,TechMax_IGT_Plus,TechMax_IGT_Prem,TechMax_IGT_Pro,TechMax_IGT_Upsell
CV | 722024 | Allura Xper FD10/10 OR Table | CV | CV + TM |  | 2 | 6.8 |  |  | CS_020,CS_021_022_032,CSIP,SYSINT,TECHMAXIGT_AL_PLUS | TechMax_IGT_Ess,TechMax_IGT_Hemo_Plus,TechMax_IGT_LG_Plus,TechMax_IGT_LG_PRE,TechMax_IGT_LG_PRO,TechMax_IGT_Plus,TechMax_IGT_Prem,TechMax_IGT_Pro,TechMax_IGT_Upsell
CV | 722025 | Allura Xper FD20 Biplane OR Table | CV | CV + TM |  | 2 | 13 |  |  | CS_020,CS_021_022_032,CSIP,SYSINT,TECHMAXIGT_AL_PLUS | TechMax_IGT_Ess,TechMax_IGT_Hemo_Plus,TechMax_IGT_LG_Plus,TechMax_IGT_LG_PRE,TechMax_IGT_LG_PRO,TechMax_IGT_Plus,TechMax_IGT_Prem,TechMax_IGT_Pro,TechMax_IGT_Upsell
CV | 722026 | Allura Xper FD10 | CV | CV + TM |  | 2 | 9.5 |  |  | CS_020,CS_021_022_032,CSIP,SYSINT,TECHMAXIGT_AL_PLUS | TechMax_IGT_Ess,TechMax_IGT_Hemo_Plus,TechMax_IGT_LG_Plus,TechMax_IGT_LG_PRE,TechMax_IGT_LG_PRO,TechMax_IGT_Plus,TechMax_IGT_Prem,TechMax_IGT_Pro,TechMax_IGT_Upsell
CV | 722027 | Allura Xper FD10/10 | CV | CV + TM |  | 2 | 13 |  |  | CS_020,CS_021_022_032,CSIP,SYSINT,TECHMAXIGT_AL_PLUS | TechMax_IGT_Ess,TechMax_IGT_Hemo_Plus,TechMax_IGT_LG_Plus,TechMax_IGT_LG_PRE,TechMax_IGT_LG_PRO,TechMax_IGT_Plus,TechMax_IGT_Prem,TechMax_IGT_Pro,TechMax_IGT_Upsell
CV | 722028 | Allura Xper FD20 | CV | CV + TM |  | 2 | 9 |  |  | CS_020,CS_021_022_032,CSIP,SYSINT,TECHMAXIGT_AL_PLUS | TechMax_IGT_Ess,TechMax_IGT_Hemo_Plus,TechMax_IGT_LG_Plus,TechMax_IGT_LG_PRE,TechMax_IGT_LG_PRO,TechMax_IGT_Plus,TechMax_IGT_Prem,TechMax_IGT_Pro,TechMax_IGT_Upsell
CV | 722029 | Allura Xper FD20/10 | CV | CV + TM |  | 2 | 12 |  |  | CS_020,CS_021_022_032,CSIP,SYSINT,TECHMAXIGT_AL_PLUS | TechMax_IGT_Ess,TechMax_IGT_Hemo_Plus,TechMax_IGT_LG_Plus,TechMax_IGT_LG_PRE,TechMax_IGT_LG_PRO,TechMax_IGT_Plus,TechMax_IGT_Prem,TechMax_IGT_Pro,TechMax_IGT_Upsell
CV | 722033 | Allura Xper FD10 OR Table | CV | CV + TM |  | 2 | 9 |  |  | CS_020,CS_021_022_032,CSIP,SYSINT,TECHMAXIGT_AL_PLUS | TechMax_IGT_Ess,TechMax_IGT_Hemo_Plus,TechMax_IGT_LG_Plus,TechMax_IGT_LG_PRE,TechMax_IGT_LG_PRO,TechMax_IGT_Plus,TechMax_IGT_Prem,TechMax_IGT_Pro,TechMax_IGT_Upsell
CV | 722034 | Allura Xper FD10/10 OR Table | CV | CV + TM |  | 2 | 6.5 |  |  | CS_020,CS_021_022_032,CSIP,SYSINT,TECHMAXIGT_AL_PLUS | TechMax_IGT_Ess,TechMax_IGT_Hemo_Plus,TechMax_IGT_LG_Plus,TechMax_IGT_LG_PRE,TechMax_IGT_LG_PRO,TechMax_IGT_Plus,TechMax_IGT_Prem,TechMax_IGT_Pro,TechMax_IGT_Upsell
CV | 722035 | Allura Xper FD20 OR Table | CV | CV + TM |  | 2 | 9 |  |  | CS_020,CS_021_022_032,CSIP,SYSINT,TECHMAXIGT_AL_PLUS | TechMax_IGT_Ess,TechMax_IGT_Hemo_Plus,TechMax_IGT_LG_Plus,TechMax_IGT_LG_PRE,TechMax_IGT_LG_PRO,TechMax_IGT_Plus,TechMax_IGT_Prem,TechMax_IGT_Pro,TechMax_IGT_Upsell
CV | 722036 | Allura Xper FD20/10 OR Table | CV | CV + TM |  | 2 | 6.8 |  |  | CS_020,CS_021_022_032,CSIP,SYSINT,TECHMAXIGT_AL_PLUS | TechMax_IGT_Ess,TechMax_IGT_Hemo_Plus,TechMax_IGT_LG_Plus,TechMax_IGT_LG_PRE,TechMax_IGT_LG_PRO,TechMax_IGT_Plus,TechMax_IGT_Prem,TechMax_IGT_Pro,TechMax_IGT_Upsell
CV | 722038 | Allura Xper FD20/20 | CV | CV + TM |  | 2 | 12 |  |  | CS_020,CS_021_022_032,CSIP,SYSINT,TECHMAXIGT_AL_PLUS | TechMax_IGT_Ess,TechMax_IGT_Hemo_Plus,TechMax_IGT_LG_Plus,TechMax_IGT_LG_PRE,TechMax_IGT_LG_PRO,TechMax_IGT_Plus,TechMax_IGT_Prem,TechMax_IGT_Pro,TechMax_IGT_Upsell
CV | 722039 | Allura Xper FD20/20 OR Table | CV | CV + TM |  | 2 | 12 |  |  | CS_020,CS_021_022_032,CSIP,SYSINT,TECHMAXIGT_AL_PLUS | TechMax_IGT_Ess,TechMax_IGT_Hemo_Plus,TechMax_IGT_LG_Plus,TechMax_IGT_LG_PRE,TechMax_IGT_LG_PRO,TechMax_IGT_Plus,TechMax_IGT_Prem,TechMax_IGT_Pro,TechMax_IGT_Upsell
CV | 722058 | Allura Xper FD20/15 | CV | CV + TM |  | 2 | 12 |  |  | CS_020,CS_021_022_032,CSIP,SYSINT,TECHMAXIGT_AL_PLUS | TechMax_IGT_Ess,TechMax_IGT_Hemo_Plus,TechMax_IGT_LG_Plus,TechMax_IGT_LG_PRE,TechMax_IGT_LG_PRO,TechMax_IGT_Plus,TechMax_IGT_Prem,TechMax_IGT_Pro,TechMax_IGT_Upsell
CV | 722059 | Allura Xper FD20/15 OR Table | CV | CV + TM |  | 2 | 12 |  |  | CS_020,CS_021_022_032,CSIP,SYSINT,TECHMAXIGT_AL_PLUS | TechMax_IGT_Ess,TechMax_IGT_Hemo_Plus,TechMax_IGT_LG_Plus,TechMax_IGT_LG_PRE,TechMax_IGT_LG_PRO,TechMax_IGT_Plus,TechMax_IGT_Prem,TechMax_IGT_Pro,TechMax_IGT_Upsell
CV | 722063 | Azurion 3 M12 | CV | CV + TM |  | 2 | 9 |  |  | CS_020,CS_021_022_032,CSIP,SYSINT,TechMax_IGT_Ess,TechMax_IGT_Plus,TechMax_IGT_Prem,TechMax_IGT_Pro | TechMax_IGT_Hemo_Plus,TechMax_IGT_LG_Plus,TechMax_IGT_LG_PRE,TechMax_IGT_LG_PRO,TechMax_IGT_Upsell,TECHMAXIGT_AL_PLUS
CV | 722064 | Azurion 3 M15 | CV | CV + TM |  | 2 | 9 |  |  | CS_020,CS_021_022_032,CSIP,SYSINT,TechMax_IGT_Ess,TechMax_IGT_Plus,TechMax_IGT_Prem,TechMax_IGT_Pro | TechMax_IGT_Hemo_Plus,TechMax_IGT_LG_Plus,TechMax_IGT_LG_PRE,TechMax_IGT_LG_PRO,TechMax_IGT_Upsell,TECHMAXIGT_AL_PLUS
CV | 722067 | Azurion 7 B12 | CV | CV + TM |  | 2 | 12 |  |  | CS_020,CS_021_022_032,CSIP,SYSINT,TechMax_IGT_Ess,TechMax_IGT_Plus,TechMax_IGT_Prem,TechMax_IGT_Pro | TechMax_IGT_Hemo_Plus,TechMax_IGT_LG_Plus,TechMax_IGT_LG_PRE,TechMax_IGT_LG_PRO,TechMax_IGT_Upsell,TECHMAXIGT_AL_PLUS
CV | 722068 | Azurion 7 B20 | CV | CV + TM |  | 2 | 12 |  |  | CS_020,CS_021_022_032,CSIP,SYSINT,TechMax_IGT_Ess,TechMax_IGT_Plus,TechMax_IGT_Prem,TechMax_IGT_Pro | TechMax_IGT_Hemo_Plus,TechMax_IGT_LG_Plus,TechMax_IGT_LG_PRE,TechMax_IGT_LG_PRO,TechMax_IGT_Upsell,TECHMAXIGT_AL_PLUS
CV | 722078 | Azurion 7 M12 | CV | CV + TM |  | 2 | 9 |  |  | CS_020,CS_021_022_032,CSIP,SYSINT,TechMax_IGT_Ess,TechMax_IGT_Plus,TechMax_IGT_Prem,TechMax_IGT_Pro | TechMax_IGT_Hemo_Plus,TechMax_IGT_LG_Plus,TechMax_IGT_LG_PRE,TechMax_IGT_LG_PRO,TechMax_IGT_Upsell,TECHMAXIGT_AL_PLUS
CV | 722079 | Azurion 7 M20 | CV | CV + TM |  | 2 | 9 |  |  | CS_020,CS_021_022_032,CSIP,SYSINT,TechMax_IGT_Ess,TechMax_IGT_Plus,TechMax_IGT_Prem,TechMax_IGT_Pro | TechMax_IGT_Hemo_Plus,TechMax_IGT_LG_Plus,TechMax_IGT_LG_PRE,TechMax_IGT_LG_PRO,TechMax_IGT_Upsell,TECHMAXIGT_AL_PLUS
CV | 722135 | Field Extensions Azurion 3 | CV | CV |  | 0 | 0
CV | 722136 | Field Extensions Azurion 7 | CV | CV |  | 0 | 0
CV | 722137 | Field Extensions Azurion 5 | CV | CV |  | 0 | 0
CV | 722221 | Azurion 3 M12 | CV | CV + TM |  | 2 | 9 |  |  | CS_020,CS_021_022_032,CSIP,SYSINT,TechMax_IGT_Ess,TechMax_IGT_Plus,TechMax_IGT_Prem,TechMax_IGT_Pro | TechMax_IGT_Hemo_Plus,TechMax_IGT_LG_Plus,TechMax_IGT_LG_PRE,TechMax_IGT_LG_PRO,TechMax_IGT_Upsell,TECHMAXIGT_AL_PLUS
CV | 722222 | Azurion 3 M15 | CV | CV + TM |  | 2 | 9 |  |  | CS_020,CS_021_022_032,CSIP,SYSINT,TechMax_IGT_Ess,TechMax_IGT_Plus,TechMax_IGT_Prem,TechMax_IGT_Pro | TechMax_IGT_Hemo_Plus,TechMax_IGT_LG_Plus,TechMax_IGT_LG_PRE,TechMax_IGT_LG_PRO,TechMax_IGT_Upsell,TECHMAXIGT_AL_PLUS
CV | 722223 | Azurion 7 M12 | CV | CV + TM |  | 2 | 8.4 |  |  | CS_020,CS_021_022_032,CSIP,SYSINT,TechMax_IGT_Ess,TechMax_IGT_Plus,TechMax_IGT_Prem,TechMax_IGT_Pro | TechMax_IGT_Hemo_Plus,TechMax_IGT_LG_Plus,TechMax_IGT_LG_PRE,TechMax_IGT_LG_PRO,TechMax_IGT_Upsell,TECHMAXIGT_AL_PLUS
CV | 722224 | Azurion 7 M20 | CV | CV + TM |  | 2 | 8.4 |  |  | CS_020,CS_021_022_032,CSIP,SYSINT,TechMax_IGT_Ess,TechMax_IGT_Plus,TechMax_IGT_Prem,TechMax_IGT_Pro | TechMax_IGT_Hemo_Plus,TechMax_IGT_LG_Plus,TechMax_IGT_LG_PRE,TechMax_IGT_LG_PRO,TechMax_IGT_Upsell,TECHMAXIGT_AL_PLUS
CV | 722225 | Azurion 7 B12 | CV | CV + TM |  | 3 | 8.4 |  |  | CS_020,CS_021_022_032,CSIP,SYSINT,TechMax_IGT_Ess,TechMax_IGT_Plus,TechMax_IGT_Prem,TechMax_IGT_Pro | TechMax_IGT_Hemo_Plus,TechMax_IGT_LG_Plus,TechMax_IGT_LG_PRE,TechMax_IGT_LG_PRO,TechMax_IGT_Upsell,TECHMAXIGT_AL_PLUS
CV | 722226 | Azurion 7 B20 | CV | CV + TM |  | 3 | 8.4 |  |  | CS_020,CS_021_022_032,CSIP,SYSINT,TechMax_IGT_Ess,TechMax_IGT_Plus,TechMax_IGT_Prem,TechMax_IGT_Pro | TechMax_IGT_Hemo_Plus,TechMax_IGT_LG_Plus,TechMax_IGT_LG_PRE,TechMax_IGT_LG_PRO,TechMax_IGT_Upsell,TECHMAXIGT_AL_PLUS
CV | 722227 | Azurion 5 M12 | CV | CV + TM |  | 2 | 8.4 |  |  | CS_020,CS_021_022_032,CSIP,SYSINT,TechMax_IGT_Ess,TechMax_IGT_Plus,TechMax_IGT_Prem,TechMax_IGT_Pro | TechMax_IGT_Hemo_Plus,TechMax_IGT_LG_Plus,TechMax_IGT_LG_PRE,TechMax_IGT_LG_PRO,TechMax_IGT_Upsell,TECHMAXIGT_AL_PLUS
CV | 722228 | Azurion 5 M20 | CV | CV + TM |  | 2 | 8.4 |  |  | CS_020,CS_021_022_032,CSIP,SYSINT,TechMax_IGT_Ess,TechMax_IGT_Plus,TechMax_IGT_Prem,TechMax_IGT_Pro | TechMax_IGT_Hemo_Plus,TechMax_IGT_LG_Plus,TechMax_IGT_LG_PRE,TechMax_IGT_LG_PRO,TechMax_IGT_Upsell,TECHMAXIGT_AL_PLUS
CV | 722229 | Azurion 3 M12 | CV | CV + TM |  | 0 | 0 |  |  | CS_020,CS_021_022_032,CSIP,SYSINT,TechMax_IGT_Plus,TechMax_IGT_Prem,TechMax_IGT_Pro,TechMax_IGT_Upsell | TechMax_IGT_Ess,TechMax_IGT_Hemo_Plus,TechMax_IGT_LG_Plus,TechMax_IGT_LG_PRE,TechMax_IGT_LG_PRO,TECHMAXIGT_AL_PLUS
CV | 722230 | Azurion 3 M15 | CV | CV + TM |  | 1 | 0 |  |  | CS_020,CS_021_022_032,CSIP,SYSINT,TechMax_IGT_Plus,TechMax_IGT_Prem,TechMax_IGT_Pro,TechMax_IGT_Upsell | TechMax_IGT_Ess,TechMax_IGT_Hemo_Plus,TechMax_IGT_LG_Plus,TechMax_IGT_LG_PRE,TechMax_IGT_LG_PRO,TECHMAXIGT_AL_PLUS
CV | 722231 | Azurion 5 M12 | CV | CV + TM |  | 1 | 0 |  |  | CS_020,CS_021_022_032,CSIP,SYSINT,TechMax_IGT_Plus,TechMax_IGT_Prem,TechMax_IGT_Pro,TechMax_IGT_Upsell | TechMax_IGT_Ess,TechMax_IGT_Hemo_Plus,TechMax_IGT_LG_Plus,TechMax_IGT_LG_PRE,TechMax_IGT_LG_PRO,TECHMAXIGT_AL_PLUS
CV | 722232 | Azurion 5 M20 | CV | CV + TM |  | 1 | 0 |  |  | CS_020,CS_021_022_032,CSIP,SYSINT,TechMax_IGT_Plus,TechMax_IGT_Prem,TechMax_IGT_Pro,TechMax_IGT_Upsell | TechMax_IGT_Ess,TechMax_IGT_Hemo_Plus,TechMax_IGT_LG_Plus,TechMax_IGT_LG_PRE,TechMax_IGT_LG_PRO,TECHMAXIGT_AL_PLUS
CV | 722233 | Azurion 7 M12 | CV | CV + TM |  | 1 | 0 |  |  | CS_020,CS_021_022_032,CSIP,SYSINT,TechMax_IGT_Plus,TechMax_IGT_Prem,TechMax_IGT_Pro,TechMax_IGT_Upsell | TechMax_IGT_Ess,TechMax_IGT_Hemo_Plus,TechMax_IGT_LG_Plus,TechMax_IGT_LG_PRE,TechMax_IGT_LG_PRO,TECHMAXIGT_AL_PLUS
CV | 722234 | Azurion 7 M20 | CV | CV + TM |  | 1 | 0 |  |  | CS_020,CS_021_022_032,CSIP,SYSINT,TechMax_IGT_Plus,TechMax_IGT_Prem,TechMax_IGT_Pro,TechMax_IGT_Upsell | TechMax_IGT_Ess,TechMax_IGT_Hemo_Plus,TechMax_IGT_LG_Plus,TechMax_IGT_LG_PRE,TechMax_IGT_LG_PRO,TECHMAXIGT_AL_PLUS
CV | 722235 | Azurion 7 B12 | CV | CV + TM |  | 1 | 0 |  |  | CS_020,CS_021_022_032,CSIP,SYSINT,TechMax_IGT_Plus,TechMax_IGT_Prem,TechMax_IGT_Pro,TechMax_IGT_Upsell | TechMax_IGT_Ess,TechMax_IGT_Hemo_Plus,TechMax_IGT_LG_Plus,TechMax_IGT_LG_PRE,TechMax_IGT_LG_PRO,TECHMAXIGT_AL_PLUS
CV | 722236 | Azurion 7 B20 | CV | CV + TM |  | 1 | 0 |  |  | CS_020,CS_021_022_032,CSIP,SYSINT,TechMax_IGT_Plus,TechMax_IGT_Prem,TechMax_IGT_Pro,TechMax_IGT_Upsell | TechMax_IGT_Ess,TechMax_IGT_Hemo_Plus,TechMax_IGT_LG_Plus,TechMax_IGT_LG_PRE,TechMax_IGT_LG_PRO,TECHMAXIGT_AL_PLUS
CV | 722280 | Azurion 3 M15 | CV | CV + TM |  | 2 | 9 |  |  | CS_020,CS_021_022_032,CSIP,SYSINT,TechMax_IGT_Ess,TechMax_IGT_Plus,TechMax_IGT_Prem,TechMax_IGT_Pro | TechMax_IGT_Hemo_Plus,TechMax_IGT_LG_Plus,TechMax_IGT_LG_PRE,TechMax_IGT_LG_PRO,TechMax_IGT_Upsell,TECHMAXIGT_AL_PLUS
CV | 722281 | Azurion 5 M20 | CV | CV + TM |  | 1 | 0 |  |  | CS_020,CS_021_022_032,CSIP,SYSINT,TechMax_IGT_Plus | TechMax_IGT_Ess,TechMax_IGT_Hemo_Plus,TechMax_IGT_LG_Plus,TechMax_IGT_LG_PRE,TechMax_IGT_LG_PRO,TechMax_IGT_Prem,TechMax_IGT_Pro,TechMax_IGT_Upsell,TECHMAXIGT_AL_PLUS
CV | 722282 | Azurion 7 M20 | CV | CV + TM |  | 1 | 0 |  |  | CS_020,CS_021_022_032,CSIP,SYSINT,TechMax_IGT_Plus | TechMax_IGT_Ess,TechMax_IGT_Hemo_Plus,TechMax_IGT_LG_Plus,TechMax_IGT_LG_PRE,TechMax_IGT_LG_PRO,TechMax_IGT_Prem,TechMax_IGT_Pro,TechMax_IGT_Upsell,TECHMAXIGT_AL_PLUS
CV | 722351 | Cardiac Echo integration | CV | CV |  | 0 | 0
CV | 722360 | Philips DoseAware | CV | CV |  | 1 | 0 |  |  |  | CS_020,CS_021_022_032,CSIP,SYSINT,TechMax_IGT_Ess,TechMax_IGT_Hemo_Plus,TechMax_IGT_LG_Plus,TechMax_IGT_LG_PRE,TechMax_IGT_LG_PRO,TechMax_IGT_Plus,TechMax_IGT_Prem,TechMax_IGT_Pro,TechMax_IGT_Upsell,TECHMAXIGT_AL_PLUS
CV | 722366 | Philips DoseAware Xtend | CV | CV |  | 0 | 0
CV | 722367 | DoseAware | CV | CV |  | 1 | 0 |  |  |  | CS_020,CS_021_022_032,CSIP,SYSINT,TechMax_IGT_Ess,TechMax_IGT_Hemo_Plus,TechMax_IGT_LG_Plus,TechMax_IGT_LG_PRE,TechMax_IGT_LG_PRO,TechMax_IGT_Plus,TechMax_IGT_Prem,TechMax_IGT_Pro,TechMax_IGT_Upsell,TECHMAXIGT_AL_PLUS
CV | 722400 | Cardio Vascular-Allura Centron | CV | CV |  | 2 | 9 |  |  | CS_020,CS_021_022_032,CSIP,SYSINT | TechMax_IGT_Ess,TechMax_IGT_Hemo_Plus,TechMax_IGT_LG_Plus,TechMax_IGT_LG_PRE,TechMax_IGT_LG_PRO,TechMax_IGT_Plus,TechMax_IGT_Prem,TechMax_IGT_Pro,TechMax_IGT_Upsell,TECHMAXIGT_AL_PLUS
CV | 722463 | Philips Hemo system | CV | CV + TM |  | 1 | 1 |  |  | CSIP,TechMax_IGT_Hemo_Plus | CS_020,CS_021_022_032,SYSINT,TechMax_IGT_Ess,TechMax_IGT_LG_Plus,TechMax_IGT_LG_PRE,TechMax_IGT_LG_PRO,TechMax_IGT_Plus,TechMax_IGT_Prem,TechMax_IGT_Pro,TechMax_IGT_Upsell,TECHMAXIGT_AL_PLUS
CV | 722467 | Philips Hemo system with IntelliVue X3 | CV | CV + TM |  | 1 | 1 |  |  | CSIP,TechMax_IGT_Hemo_Plus | CS_020,CS_021_022_032,SYSINT,TechMax_IGT_Ess,TechMax_IGT_LG_Plus,TechMax_IGT_LG_PRE,TechMax_IGT_LG_PRO,TechMax_IGT_Plus,TechMax_IGT_Prem,TechMax_IGT_Pro,TechMax_IGT_Upsell,TECHMAXIGT_AL_PLUS
CV | 722468 | Field Extension Philips Hemo system with | CV | CV + TM |  | 1 | 1 |  |  | TechMax_IGT_Hemo_Plus | CS_020,CS_021_022_032,CSIP,SYSINT,TechMax_IGT_Ess,TechMax_IGT_LG_Plus,TechMax_IGT_LG_PRE,TechMax_IGT_LG_PRO,TechMax_IGT_Plus,TechMax_IGT_Prem,TechMax_IGT_Pro,TechMax_IGT_Upsell,TECHMAXIGT_AL_PLUS
CV | 722469 | Philips Hemo System R2 | CV | CV + TM |  | 0 | 0 |  |  | CSIP,TechMax_IGT_Hemo_Plus | CS_020,CS_021_022_032,SYSINT,TechMax_IGT_Ess,TechMax_IGT_LG_Plus,TechMax_IGT_LG_PRE,TechMax_IGT_LG_PRO,TechMax_IGT_Plus,TechMax_IGT_Prem,TechMax_IGT_Pro,TechMax_IGT_Upsell,TECHMAXIGT_AL_PLUS
CV | 722480 | LumiGuide Equipment | CV | CV + TM |  | 2 | 4 |  |  | CS_021_022_032,TechMax_IGT_LG_Plus,TechMax_IGT_LG_PRE,TechMax_IGT_LG_PRO | CS_020,CSIP,SYSINT,TechMax_IGT_Ess,TechMax_IGT_Hemo_Plus,TechMax_IGT_Plus,TechMax_IGT_Prem,TechMax_IGT_Pro,TechMax_IGT_Upsell,TECHMAXIGT_AL_PLUS
CV | 889021 | GreenLine Allura Xper FD10 | CV | CV + TM |  | 2 | 9.5 |  |  | CS_020,CS_021_022_032,CSIP,SYSINT,TechMax_IGT_Plus | TechMax_IGT_Ess,TechMax_IGT_Hemo_Plus,TechMax_IGT_LG_Plus,TechMax_IGT_LG_PRE,TechMax_IGT_LG_PRO,TechMax_IGT_Prem,TechMax_IGT_Pro,TechMax_IGT_Upsell,TECHMAXIGT_AL_PLUS
CV | 889022 | GreenLine Allura Xper FD20 | CV | CV + TM |  | 2 | 9.5 |  |  | CS_020,CS_021_022_032,CSIP,SYSINT,TechMax_IGT_Plus | TechMax_IGT_Ess,TechMax_IGT_Hemo_Plus,TechMax_IGT_LG_Plus,TechMax_IGT_LG_PRE,TechMax_IGT_LG_PRO,TechMax_IGT_Prem,TechMax_IGT_Pro,TechMax_IGT_Upsell,TECHMAXIGT_AL_PLUS
CV | 889023 | GreenLine Allura Xper FD10/10 | CV | CV + TM |  | 2 | 13 |  |  | CS_020,CS_021_022_032,CSIP,SYSINT,TechMax_IGT_Plus | TechMax_IGT_Ess,TechMax_IGT_Hemo_Plus,TechMax_IGT_LG_Plus,TechMax_IGT_LG_PRE,TechMax_IGT_LG_PRO,TechMax_IGT_Prem,TechMax_IGT_Pro,TechMax_IGT_Upsell,TECHMAXIGT_AL_PLUS
CV | 889024 | GreenLine Allura Xper FD20 Biplane | CV | CV + TM |  | 2 | 13 |  |  | CS_020,CS_021_022_032,CSIP,SYSINT,TechMax_IGT_Plus | TechMax_IGT_Ess,TechMax_IGT_Hemo_Plus,TechMax_IGT_LG_Plus,TechMax_IGT_LG_PRE,TechMax_IGT_LG_PRO,TechMax_IGT_Prem,TechMax_IGT_Pro,TechMax_IGT_Upsell,TECHMAXIGT_AL_PLUS
CV | 889025 | Diamond Select Allura Xper FD10 R8.1 | CV | CV |  | 2 | 9.5 |  |  | CS_020,CS_021_022_032,CSIP,SYSINT | TechMax_IGT_Ess,TechMax_IGT_Hemo_Plus,TechMax_IGT_LG_Plus,TechMax_IGT_LG_PRE,TechMax_IGT_LG_PRO,TechMax_IGT_Plus,TechMax_IGT_Prem,TechMax_IGT_Pro,TechMax_IGT_Upsell,TECHMAXIGT_AL_PLUS
CV | 889026 | Diamond Select Allura Xper FD20 R8.1 | CV | CV + TM |  | 2 | 9 |  |  | CS_020,CS_021_022_032,CSIP,SYSINT,TechMax_IGT_Plus | TechMax_IGT_Ess,TechMax_IGT_Hemo_Plus,TechMax_IGT_LG_Plus,TechMax_IGT_LG_PRE,TechMax_IGT_LG_PRO,TechMax_IGT_Prem,TechMax_IGT_Pro,TechMax_IGT_Upsell,TECHMAXIGT_AL_PLUS
CV | 889027 | Diamond Select Allura Xper FD10 BP R8.1 | CV | CV + TM |  | 2 | 13 |  |  | CS_020,CS_021_022_032,CSIP,SYSINT,TechMax_IGT_Plus | TechMax_IGT_Ess,TechMax_IGT_Hemo_Plus,TechMax_IGT_LG_Plus,TechMax_IGT_LG_PRE,TechMax_IGT_LG_PRO,TechMax_IGT_Prem,TechMax_IGT_Pro,TechMax_IGT_Upsell,TECHMAXIGT_AL_PLUS
CV | 889028 | Diamond Select Allura Xper FD20 BP R8.1 | CV | CV |  | 2 | 12 |  |  | CS_020,CS_021_022_032,SYSINT | CSIP,TechMax_IGT_Ess,TechMax_IGT_Hemo_Plus,TechMax_IGT_LG_Plus,TechMax_IGT_LG_PRE,TechMax_IGT_LG_PRO,TechMax_IGT_Plus,TechMax_IGT_Prem,TechMax_IGT_Pro,TechMax_IGT_Upsell,TECHMAXIGT_AL_PLUS
CV | 889031 | Allura Xper FD10 R8.2 - DS Advance | CV | CV + TM |  | 2 | 9.5 |  |  | CS_020,CS_021_022_032,CSIP,SYSINT,TechMax_IGT_Plus | TechMax_IGT_Ess,TechMax_IGT_Hemo_Plus,TechMax_IGT_LG_Plus,TechMax_IGT_LG_PRE,TechMax_IGT_LG_PRO,TechMax_IGT_Prem,TechMax_IGT_Pro,TechMax_IGT_Upsell,TECHMAXIGT_AL_PLUS
CV | 889032 | Diamond Select Allura Xper FD20 R8.2 | CV | CV + TM |  | 1 | 0 |  |  | CS_020,CS_021_022_032,CSIP,SYSINT,TechMax_IGT_Plus | TechMax_IGT_Ess,TechMax_IGT_Hemo_Plus,TechMax_IGT_LG_Plus,TechMax_IGT_LG_PRE,TechMax_IGT_LG_PRO,TechMax_IGT_Prem,TechMax_IGT_Pro,TechMax_IGT_Upsell,TECHMAXIGT_AL_PLUS
CV | 889042 | Diamond Select Allura Xper FD20 R8.2 | CV | CV + TM |  | 1 | 0 |  |  | CS_020,CS_021_022_032,CSIP,SYSINT,TechMax_IGT_Plus | TechMax_IGT_Ess,TechMax_IGT_Hemo_Plus,TechMax_IGT_LG_Plus,TechMax_IGT_LG_PRE,TechMax_IGT_LG_PRO,TechMax_IGT_Prem,TechMax_IGT_Pro,TechMax_IGT_Upsell,TECHMAXIGT_AL_PLUS
CV | 889044 | DSA Azurion Biplane 20/15 | CV | CV + TM |  | 1 | 0 |  |  | CS_020,CS_021_022_032,CSIP,SYSINT,TechMax_IGT_Plus | TechMax_IGT_Ess,TechMax_IGT_Hemo_Plus,TechMax_IGT_LG_Plus,TechMax_IGT_LG_PRE,TechMax_IGT_LG_PRO,TechMax_IGT_Prem,TechMax_IGT_Pro,TechMax_IGT_Upsell,TECHMAXIGT_AL_PLUS
DCP | 760001 | Philips IntelliSite Pathology Solution | DCP | DCP |  | 0 | 0
DCP | 760007 | Integration Services | DCP | DCP |  | 2 | 0
DCP | 760008 | Philips IntelliSite Pathology Solution | DCP | DCP |  | 0 | 0
DCP | 760038 | Ultra Fast Scanner | DCP | DCP |  | 0 | 0
DCP | 760039 | Pathology Scanner SG20 | DCP | DCP |  | 1 | 0
DCP | 760040 | Pathology Scanner SG60 | DCP | DCP |  | 1 | 3
DCP | 760041 | Pathology Scanner SG300 | DCP | DCP |  | 1 | 3
DXR | 704004 | Practix 360 | DXR | DXR |  | 1 | 3 |  |  | CS_020,CSIP | CS_021_022_032,CS_033,CS_210,CS_CL_210,SYSINT,TechMax_DXR_Ess,TechMax_DXR_Plus
DXR | 704005 | Mobile X-Ray Practix Convenio | DXR | DXR |  | 1 | 5 |  |  | CS_020,CSIP | CS_021_022_032,CS_033,CS_210,CS_CL_210,SYSINT,TechMax_DXR_Ess,TechMax_DXR_Plus
DXR | 704006 | Mobile X-Ray Practix 160 | DXR | DXR |  | 1 | 3 |  |  | CS_020,CSIP | CS_021_022_032,CS_033,CS_210,CS_CL_210,SYSINT,TechMax_DXR_Ess,TechMax_DXR_Plus
DXR | 704007 | Mobile X-Ray Practix 300 | DXR | DXR |  | 1 | 5 |  |  | CS_020,CSIP | CS_021_022_032,CS_033,CS_210,CS_CL_210,SYSINT,TechMax_DXR_Ess,TechMax_DXR_Plus
DXR | 704008 | Practix 33 plus | DXR | DXR |  | 1 | 3 |  |  | CS_020,CSIP | CS_021_022_032,CS_033,CS_210,CS_CL_210,SYSINT,TechMax_DXR_Ess,TechMax_DXR_Plus
DXR | 704009 | Practix Mobile X-Ray 100 Plus | DXR | DXR |  | 1 | 2 |  |  | CS_020 | CS_021_022_032,CS_033,CS_210,CS_CL_210,CSIP,SYSINT,TechMax_DXR_Ess,TechMax_DXR_Plus
DXR | 704010 | Mobile X-Ray Practix 400 | DXR | DXR |  | 1 | 3 |  |  | CS_020,CSIP | CS_021_022_032,CS_033,CS_210,CS_CL_210,SYSINT,TechMax_DXR_Ess,TechMax_DXR_Plus
DXR | 704016 | Cosmos BS | DXR | DXR |  | 1 | 0 |  |  | CS_020 | CS_021_022_032,CS_033,CS_210,CS_CL_210,CSIP,SYSINT,TechMax_DXR_Ess,TechMax_DXR_Plus
DXR | 704018 | Radiographic Systems Cosmos BS | DXR | DXR |  | 1 | 6 |  |  | CS_020 | CS_021_022_032,CS_033,CS_210,CS_CL_210,CSIP,SYSINT,TechMax_DXR_Ess,TechMax_DXR_Plus
DXR | 704020 | Bucky Diagnost TS | DXR | DXR |  | 1 | 7.5 |  |  | CS_020,CSIP | CS_021_022_032,CS_033,CS_210,CS_CL_210,SYSINT,TechMax_DXR_Ess,TechMax_DXR_Plus
DXR | 70403 | CompactDiagnost 1/2 | DXR | DXR |  | 1 | 8.5 |  |  | CS_020 | CS_021_022_032,CS_033,CS_210,CS_CL_210,CSIP,SYSINT,TechMax_DXR_Ess,TechMax_DXR_Plus
DXR | 704030 | BuckyDiagnost TH | DXR | DXR |  | 1 | 8.5 |  |  | CS_020,CSIP | CS_021_022_032,CS_033,CS_210,CS_CL_210,SYSINT,TechMax_DXR_Ess,TechMax_DXR_Plus
DXR | 704031 | BuckyDiagnost Ceiling System | DXR | DXR |  | 1 | 7.5 |  |  | CS_020,CSIP | CS_021_022_032,CS_033,CS_210,CS_CL_210,SYSINT,TechMax_DXR_Ess,TechMax_DXR_Plus
DXR | 704032 | Bucky Diagnost Floor System | DXR | DXR |  | 1 | 7.5 |  |  | CS_020,CSIP | CS_021_022_032,CS_033,CS_210,CS_CL_210,SYSINT,TechMax_DXR_Ess,TechMax_DXR_Plus
DXR | 704035 | Bucky DIAGNOST TH second room | DXR | DXR |  | 1 | 8.4 |  |  | CS_020,CSIP | CS_021_022_032,CS_033,CS_210,CS_CL_210,SYSINT,TechMax_DXR_Ess,TechMax_DXR_Plus
DXR | 70404 | HorizontalDiagnost H | DXR | DXR |  | 1 | 8.5 |  |  | CS_020,CSIP | CS_021_022_032,CS_033,CS_210,CS_CL_210,SYSINT,TechMax_DXR_Ess,TechMax_DXR_Plus
DXR | 704040 | Bucky Diagnost VR | DXR | DXR |  | 1 | 6.1 |  |  | CS_020,CSIP | CS_021_022_032,CS_033,CS_210,CS_CL_210,SYSINT,TechMax_DXR_Ess,TechMax_DXR_Plus
DXR | 704041 | Bucky Diagnost VR | DXR | DXR |  | 1 | 7.5 |  |  | CS_020,CSIP | CS_021_022_032,CS_033,CS_210,CS_CL_210,SYSINT,TechMax_DXR_Ess,TechMax_DXR_Plus
DXR | 70405 | HorizontalDiagnost H/Tomo | DXR | DXR |  | 1 | 8.5 |  |  | CS_020,CSIP | CS_021_022_032,CS_033,CS_210,CS_CL_210,SYSINT,TechMax_DXR_Ess,TechMax_DXR_Plus
DXR | 704050 | Essenta RAD | DXR | DXR |  | 1 | 5.1 |  |  | CS_020 | CS_021_022_032,CS_033,CS_210,CS_CL_210,CSIP,SYSINT,TechMax_DXR_Ess,TechMax_DXR_Plus
DXR | 704060 | BuckyDiagnost Ceiling System | DXR | DXR |  | 1 | 8 |  |  | CS_020,CSIP | CS_021_022_032,CS_033,CS_210,CS_CL_210,SYSINT,TechMax_DXR_Ess,TechMax_DXR_Plus
DXR | 704062 | BuckyDiagnost Floor System | DXR | DXR |  | 1 | 8 |  |  | CS_020,CSIP | CS_021_022_032,CS_033,CS_210,CS_CL_210,SYSINT,TechMax_DXR_Ess,TechMax_DXR_Plus
DXR | 70408 | Bukcy Diagnost | DXR | DXR |  | 1 | 0 |  |  | CS_020,CSIP | CS_021_022_032,CS_033,CS_210,CS_CL_210,SYSINT,TechMax_DXR_Ess,TechMax_DXR_Plus
DXR | 70411 | Bucky Diagnost TH | DXR | DXR |  | 1 | 0 |  |  | CS_020,CSIP | CS_021_022_032,CS_033,CS_210,CS_CL_210,SYSINT,TechMax_DXR_Ess,TechMax_DXR_Plus
DXR | 70412 | BuckyDiagnost TC | DXR | DXR |  | 1 | 8.5 |  |  | CS_020,CSIP | CS_021_022_032,CS_033,CS_210,CS_CL_210,SYSINT,TechMax_DXR_Ess,TechMax_DXR_Plus
DXR | 70414 | Bucky Diagnost TS | DXR | DXR |  | 0 | 0 |  |  | CS_020,CSIP | CS_021_022_032,CS_033,CS_210,CS_CL_210,SYSINT,TechMax_DXR_Ess,TechMax_DXR_Plus
DXR | 70415 | BuckyDiagnost TS Tomo | DXR | DXR |  | 0 | 0 |  |  | CS_020,CSIP | CS_021_022_032,CS_033,CS_210,CS_CL_210,SYSINT,TechMax_DXR_Ess,TechMax_DXR_Plus
DXR | 704216 | DuraDiagnost F30 AR | DXR | DXR |  | 1 | 4 |  |  | CS_020,CSIP | CS_021_022_032,CS_033,CS_210,CS_CL_210,SYSINT,TechMax_DXR_Ess,TechMax_DXR_Plus
DXR | 704301 | MobileDiagnost Opta Analog | DXR | DXR |  | 1 | 4 |  |  | CS_020,CSIP | CS_021_022_032,CS_033,CS_210,CS_CL_210,SYSINT,TechMax_DXR_Ess,TechMax_DXR_Plus
DXR | 704310 | PrimaryDiagnost AR - Analog X-Ray | DXR | DXR |  | 1 | 6 |  |  | CS_020,CSIP | CS_021_022_032,CS_033,CS_210,CS_CL_210,SYSINT,TechMax_DXR_Ess,TechMax_DXR_Plus
DXR | 70505 | Practix 33 | DXR | DXR |  | 1 | 3 |  |  | CS_020,CSIP | CS_021_022_032,CS_033,CS_210,CS_CL_210,SYSINT,TechMax_DXR_Ess,TechMax_DXR_Plus
DXR | 70507 | Practix 100 | DXR | DXR |  | 0 | 0 |  |  | CS_020 | CS_021_022_032,CS_033,CS_210,CS_CL_210,CSIP,SYSINT,TechMax_DXR_Ess,TechMax_DXR_Plus
DXR | 70508 | Practix 400 | DXR | DXR |  | 1 | 5 |  |  | CS_020,CSIP | CS_021_022_032,CS_033,CS_210,CS_CL_210,SYSINT,TechMax_DXR_Ess,TechMax_DXR_Plus
DXR | 70509 | Practix 300 | DXR | DXR |  | 1 | 6 |  |  | CS_020,CSIP | CS_021_022_032,CS_033,CS_210,CS_CL_210,SYSINT,TechMax_DXR_Ess,TechMax_DXR_Plus
DXR | 706030 | EasyDiagnost Classic | DXR | DXR |  | 1 | 17 |  |  | CS_020,CSIP | CS_021_022_032,CS_033,CS_210,CS_CL_210,SYSINT,TechMax_DXR_Ess,TechMax_DXR_Plus
DXR | 706031 | Easy Diagnost Digital | DXR | DXR |  | 1 | 27.8 |  |  | CS_020,CSIP | CS_021_022_032,CS_033,CS_210,CS_CL_210,SYSINT,TechMax_DXR_Ess,TechMax_DXR_Plus
DXR | 706032 | Easy Diagnost Eleva | DXR | DXR |  | 2 | 9 |  |  | CS_020,CS_021_022_032,CSIP | CS_033,CS_210,CS_CL_210,SYSINT,TechMax_DXR_Ess,TechMax_DXR_Plus
DXR | 706035 | EasyDiagnost Eleva | DXR | DXR |  | 2 | 11.5 |  |  | CS_020,CS_021_022_032,CSIP | CS_033,CS_210,CS_CL_210,SYSINT,TechMax_DXR_Ess,TechMax_DXR_Plus
DXR | 706037 | EasyDiagnost Eleva DRF | DXR | DXR |  | 2 | 10.25 |  |  | CS_020,CS_021_022_032,CSIP | CS_033,CS_210,CS_CL_210,SYSINT,TechMax_DXR_Ess,TechMax_DXR_Plus
DXR | 706050 | EasyDiagnost Eleva DRF, Release 5 | DXR | DXR |  | 2 | 13.25 |  |  | CS_020,CS_021_022_032,CS_033,CS_210,CSIP | CS_CL_210,SYSINT,TechMax_DXR_Ess,TechMax_DXR_Plus
DXR | 706100 | ProxiDiagnost N90 | DXR | DXR + TM |  | 2 | 9 |  |  | CS_020,CS_021_022_032,CS_033,CS_210,CSIP,SYSINT,TechMax_DXR_Ess | CS_CL_210,TechMax_DXR_Plus
DXR | 706110 | ProxiDiagnost N90 | DXR | DXR + TM |  | 2 | 9 |  |  | CS_020,CS_021_022_032,CS_033,CS_210,CSIP,SYSINT,TechMax_DXR_Ess | CS_CL_210,TechMax_DXR_Plus
DXR | 706200 | ProxiDiagnost N90 rel 1.0 PCF | DXR | DXR + TM |  | 1 | 0 |  |  | CS_020,CS_021_022_032,CS_033,CS_210,CSIP,TechMax_DXR_Plus | CS_CL_210,SYSINT,TechMax_DXR_Ess
DXR | 706201 | ProxiDiagnost N90 rel.1.0 GCF | DXR | DXR + TM |  | 1 | 0 |  |  | CS_020,CS_021_022_032,CS_033,CS_210,CSIP,TechMax_DXR_Plus | CS_CL_210,SYSINT,TechMax_DXR_Ess
DXR | 70642 | EasyDiagnost | DXR | DXR |  | 0 | 0 |  |  | CS_020,CS_021_022_032,CSIP | CS_033,CS_210,CS_CL_210,SYSINT,TechMax_DXR_Ess,TechMax_DXR_Plus
DXR | 70643 | Easy Diagnost - DSI | DXR | DXR |  | 0 | 0 |  |  | CS_020,CS_021_022_032,CSIP | CS_033,CS_210,CS_CL_210,SYSINT,TechMax_DXR_Ess,TechMax_DXR_Plus
DXR | 707015 | DuoDiagnost | DXR | DXR |  | 1 | 8 |  |  | CS_020,CS_021_022_032,CSIP | CS_033,CS_210,CS_CL_210,SYSINT,TechMax_DXR_Ess,TechMax_DXR_Plus
DXR | 709010 | Essenta RC | DXR | DXR |  | 2 | 4.25 |  |  | CS_020,CSIP | CS_021_022_032,CS_033,CS_210,CS_CL_210,SYSINT,TechMax_DXR_Ess,TechMax_DXR_Plus
DXR | 709020 | Juno DRF | DXR | DXR |  | 2 | 9.75 |  |  | CS_020,CS_021_022_032,CSIP | CS_033,CS_210,CS_CL_210,SYSINT,TechMax_DXR_Ess,TechMax_DXR_Plus
DXR | 709030 | CombiDiagnost R90 | DXR | DXR + TM |  | 2 | 8 |  |  | CS_020,CS_021_022_032,CS_033,CS_210,CSIP,SYSINT,TechMax_DXR_Ess | CS_CL_210,TechMax_DXR_Plus
DXR | 709031 | CombiDiagnost R90 | DXR | DXR + TM |  | 2 | 8 |  |  | CS_020,CS_021_022_032,CS_033,CS_210,CSIP,SYSINT,TechMax_DXR_Ess | CS_CL_210,TechMax_DXR_Plus
DXR | 712001 | MobileDiagnost wDR | DXR | DXR |  | 1 | 10.2 |  |  | CS_020,CS_033,CS_210,CSIP | CS_021_022_032,CS_CL_210,SYSINT,TechMax_DXR_Ess,TechMax_DXR_Plus
DXR | 712002 | MobileDiagnost wDR Release 2 | DXR | DXR + TM |  | 1 | 10.5 |  |  | CS_020,CS_033,CS_210,CSIP,SYSINT,TechMax_DXR_Ess,TechMax_DXR_Plus | CS_021_022_032,CS_CL_210
DXR | 712004 | MobileDiagnost wDR Release 2 | DXR | DXR + TM |  | 2 | 0 |  |  | CS_033,CS_210,CSIP,SYSINT,TechMax_DXR_Plus | CS_020,CS_021_022_032,CS_CL_210,TechMax_DXR_Ess
DXR | 712005 | MobileDiagnost wDR Release 2 | DXR | DXR + TM |  | 1 | 8.5 |  |  | CS_020,CS_033,CS_210,CSIP,SYSINT,TechMax_DXR_Ess,TechMax_DXR_Plus | CS_021_022_032,CS_CL_210
DXR | 712006 | MobileDiagnost wDR Release 2 | DXR | DXR + TM |  | 1 | 10.5 |  |  | CS_020,CS_033,CS_210,CSIP,SYSINT | CS_021_022_032,CS_CL_210,TechMax_DXR_Ess,TechMax_DXR_Plus
DXR | 712007 | MobileDiagnost wDR Release 2 | DXR | DXR + TM |  | 2 | 0 |  |  | CS_020,CS_033,CS_210,CSIP,TechMax_DXR_Ess | CS_021_022_032,CS_CL_210,SYSINT,TechMax_DXR_Plus
DXR | 712010 | Radiography 7000 | DXR | DXR + TM |  | 1 | 11 |  |  | CS_020,CS_033,CS_210,CS_CL_210,CSIP,SYSINT,TechMax_DXR_Ess,TechMax_DXR_Plus | CS_021_022_032
DXR | 712020 | DigitalDiagnost Single Detector | DXR | DXR + TM |  | 2 | 8.25 |  |  | CS_020,CS_021_022_032,CS_033,CS_210,CSIP,TechMax_DXR_Ess,TechMax_DXR_Plus | CS_CL_210,SYSINT
DXR | 712022 | DigitalDiagnost Dual Detector | DXR | DXR + TM |  | 2 | 8.25 |  |  | CS_020,CS_021_022_032,CS_033,CS_210,CSIP,TechMax_DXR_Ess,TechMax_DXR_Plus | CS_CL_210,SYSINT
DXR | 712025 | DigitalDiagnost Release 3 | DXR | DXR + TM |  | 1 | 15 |  |  | CS_020,CS_021_022_032,CS_033,CS_210,CSIP,TechMax_DXR_Ess,TechMax_DXR_Plus | CS_CL_210,SYSINT
DXR | 712026 | DigitalDiagnost Release 3.1 | DXR | DXR + TM |  | 1 | 15 |  |  | CS_020,CS_021_022_032,CS_033,CS_210,CSIP,TechMax_DXR_Ess,TechMax_DXR_Plus | CS_CL_210,SYSINT
DXR | 712027 | DigitalDiagnost 4 High Performance | DXR | DXR + TM |  | 1 | 12 |  |  | CS_020,CS_021_022_032,CS_033,CS_210,CSIP,SYSINT,TechMax_DXR_Ess,TechMax_DXR_Plus | CS_CL_210
DXR | 712028 | DigitalDiagnost 4 Flex / Value | DXR | DXR + TM |  | 1 | 12 |  |  | CS_020,CS_021_022_032,CS_033,CS_210,CSIP,SYSINT,TechMax_DXR_Ess,TechMax_DXR_Plus | CS_CL_210
DXR | 712029 | DigitalDiagnost 4 Chest / Emergency | DXR | DXR + TM |  | 1 | 13 |  |  | CS_020,CS_021_022_032,CS_033,CS_210,CSIP,SYSINT,TechMax_DXR_Ess,TechMax_DXR_Plus | CS_CL_210
DXR | 712031 | DigitalDiagnost 4.1 High Performance | DXR | DXR + TM |  | 1 | 12 |  |  | CS_020,CS_021_022_032,CS_033,CS_210,CSIP,SYSINT,TechMax_DXR_Ess,TechMax_DXR_Plus | CS_CL_210
DXR | 712032 | DigitalDiagnost 4.1 Flex / Value | DXR | DXR + TM |  | 1 | 12 |  |  | CS_020,CS_021_022_032,CS_033,CS_210,CSIP,SYSINT,TechMax_DXR_Ess,TechMax_DXR_Plus | CS_CL_210
DXR | 712033 | DigitalDiagnost 4.1 Chest / Emergency | DXR | DXR + TM |  | 1 | 13 |  |  | CS_020,CS_021_022_032,CS_033,CS_210,CSIP,SYSINT,TechMax_DXR_Ess,TechMax_DXR_Plus | CS_CL_210
DXR | 712034 | DigitalDiagnost C90 High Performance | DXR | DXR + TM |  | 2 | 6.5 |  |  | CS_020,CS_021_022_032,CS_033,CS_210,CSIP,SYSINT,TechMax_DXR_Ess,TechMax_DXR_Plus | CS_CL_210
DXR | 712035 | DigitalDiagnost C90 Flex/Value/Chest/ER | DXR | DXR + TM |  | 2 | 6.5 |  |  | CS_020,CS_021_022_032,CS_033,CS_210,CSIP,SYSINT,TechMax_DXR_Ess,TechMax_DXR_Plus | CS_CL_210
DXR | 712037 | DR 7300 | DXR | DXR + TM |  | 1 | 13 |  |  | CS_020,CS_021_022_032,CS_033,CS_210,CSIP,SYSINT,TechMax_DXR_Ess,TechMax_DXR_Plus | CS_CL_210
DXR | 712050 | DigitalDiagnost | DXR | DXR |  | 1 | 10 |  |  | CS_020,CS_021_022_032,CSIP | CS_033,CS_210,CS_CL_210,SYSINT,TechMax_DXR_Ess,TechMax_DXR_Plus
DXR | 712052 | DigitalDiagnost | DXR | DXR |  | 1 | 14 |  |  | CS_020,CS_021_022_032,CSIP | CS_033,CS_210,CS_CL_210,SYSINT,TechMax_DXR_Ess,TechMax_DXR_Plus
DXR | 712054 | DigitalDiagnost Classic VM Compact | DXR | DXR |  | 1 | 12 |  |  | CS_020,CS_021_022_032,CSIP | CS_033,CS_210,CS_CL_210,SYSINT,TechMax_DXR_Ess,TechMax_DXR_Plus
DXR | 712055 | DigitalDiagnost VM | DXR | DXR |  | 1 | 14 |  |  | CS_020,CS_021_022_032,CSIP | CS_033,CS_210,CS_CL_210,SYSINT,TechMax_DXR_Ess,TechMax_DXR_Plus
DXR | 712057 | Digital Diagnost VM Compact | DXR | DXR |  | 1 | 10 |  |  | CS_020,CS_021_022_032,CSIP | CS_033,CS_210,CS_CL_210,SYSINT,TechMax_DXR_Ess,TechMax_DXR_Plus
DXR | 712060 | DigitalDiagnost VR | DXR | DXR |  | 1 | 10 |  |  | CS_020,CS_021_022_032,CSIP | CS_033,CS_210,CS_CL_210,SYSINT,TechMax_DXR_Ess,TechMax_DXR_Plus
DXR | 712062 | DigitalDiagnost VR | DXR | DXR |  | 1 | 14 |  |  | CS_020,CS_021_022_032,CSIP | CS_033,CS_210,CS_CL_210,SYSINT,TechMax_DXR_Ess,TechMax_DXR_Plus
DXR | 712070 | Essenta DR | DXR | DXR |  | 1 | 6 |  |  | CS_020,CS_021_022_032,CSIP | CS_033,CS_210,CS_CL_210,SYSINT,TechMax_DXR_Ess,TechMax_DXR_Plus
DXR | 712072 | Essenta DR Compact | DXR | DXR |  | 1 | 5 |  |  | CS_020,CS_021_022_032,CSIP | CS_033,CS_210,CS_CL_210,SYSINT,TechMax_DXR_Ess,TechMax_DXR_Plus
DXR | 712090 | ProGrade Release 1 | DXR | DXR |  | 1 | 6 |  |  | CS_033,CS_210 | CS_020,CS_021_022_032,CS_CL_210,CSIP,SYSINT,TechMax_DXR_Ess,TechMax_DXR_Plus
DXR | 712092 | ProGrade D70 | DXR | DXR |  | 0 | 0 |  |  | CS_033,CS_210
DXR | 712093 | Philips Radiology Smart Assistant | DXR | DXR |  | 0 | 0 |  |  |  | CS_020,CS_021_022_032,CS_033,CS_210,CS_CL_210,CSIP,SYSINT,TechMax_DXR_Ess,TechMax_DXR_Plus
DXR | 712201 | DigitalDiagnost C50 | DXR | DXR |  | 1 | 9.5 |  |  | CS_020,CS_021_022_032,CS_033,CS_210,CSIP,SYSINT | CS_CL_210,TechMax_DXR_Ess,TechMax_DXR_Plus
DXR | 712202 | DuraDiagnost F30 1.1 | DXR | DXR |  | 1 | 6 |  |  | CS_020,CS_033,CSIP | CS_021_022_032,CS_210,CS_CL_210,SYSINT,TechMax_DXR_Ess,TechMax_DXR_Plus
DXR | 712203 | DuraDiagnost 4.1 | DXR | DXR + TM |  | 1 | 8 |  |  | CS_020,CS_021_022_032,CS_033,CS_210,CSIP,SYSINT,TechMax_DXR_Plus | CS_CL_210,TechMax_DXR_Ess
DXR | 712204 | DigitalDiagnost C50 1.1 | DXR | DXR |  | 1 | 9.5 |  |  | CS_020,CS_021_022_032,CS_033,CS_210,CSIP,SYSINT | CS_CL_210,TechMax_DXR_Ess,TechMax_DXR_Plus
DXR | 712210 | DuraDiagnost | DXR | DXR |  | 1 | 6.5 |  |  | CS_020,CS_021_022_032,CSIP | CS_033,CS_210,CS_CL_210,SYSINT,TechMax_DXR_Ess,TechMax_DXR_Plus
DXR | 712211 | DuraDiagnost | DXR | DXR |  | 1 | 8.5 |  |  | CS_020,CS_033,CS_210,CSIP | CS_021_022_032,CS_CL_210,SYSINT,TechMax_DXR_Ess,TechMax_DXR_Plus
DXR | 712212 | DuraDiagnost Compact | DXR | DXR |  | 1 | 7.5 |  |  | CS_020,CS_021_022_032,CSIP | CS_033,CS_210,CS_CL_210,SYSINT,TechMax_DXR_Ess,TechMax_DXR_Plus
DXR | 712213 | DuraDiagnost Compact Release 2 | DXR | DXR |  | 1 | 7.5 |  |  | CS_020,CS_021_022_032,CSIP | CS_033,CS_210,CS_CL_210,SYSINT,TechMax_DXR_Ess,TechMax_DXR_Plus
DXR | 712214 | DuraDiagnost Rel. 4 | DXR | DXR + TM |  | 1 | 8 |  |  | CS_020,CS_021_022_032,CS_033,CS_210,CSIP,SYSINT,TechMax_DXR_Ess | CS_CL_210,TechMax_DXR_Plus
DXR | 712216 | DuraDiagnost F30 DR | DXR | DXR |  | 1 | 6 |  |  | CS_020,CS_033,CSIP | CS_021_022_032,CS_210,CS_CL_210,SYSINT,TechMax_DXR_Ess,TechMax_DXR_Plus
DXR | 712220 | DigitalDiagnost | DXR | DXR |  | 1 | 15 |  |  | CS_020,CS_021_022_032,CS_033,CS_210,CSIP | CS_CL_210,SYSINT,TechMax_DXR_Ess,TechMax_DXR_Plus
DXR | 712222 | DigitalDiagnost Pro | DXR | DXR |  | 1 | 15 |  |  | CS_020,CS_021_022_032,CSIP | CS_033,CS_210,CS_CL_210,SYSINT,TechMax_DXR_Ess,TechMax_DXR_Plus
DXR | 712223 | DigitalDiagnost 4 | DXR | DXR |  | 1 | 12 |  |  | CS_020,CS_021_022_032,CS_033,CS_210,CSIP,SYSINT | CS_CL_210,TechMax_DXR_Ess,TechMax_DXR_Plus
DXR | 712224 | DigitalDiagnost 4.1 | DXR | DXR + TM |  | 1 | 12 |  |  | CS_020,CS_021_022_032,CS_033,CS_210,CSIP,SYSINT,TechMax_DXR_Ess,TechMax_DXR_Plus | CS_CL_210
DXR | 712225 | DigitalDiagnost 4.1 | DXR | DXR |  | 1 | 12 |  |  | CS_020,CS_021_022_032,CS_033,CS_210,CSIP,SYSINT | CS_CL_210,TechMax_DXR_Ess,TechMax_DXR_Plus
DXR | 712226 | DigitalDiagnost 4 High Performance | DXR | DXR + TM |  | 1 | 12 |  |  | CS_020,CS_021_022_032,CS_033,CS_210,CSIP,SYSINT,TechMax_DXR_Ess,TechMax_DXR_Plus | CS_CL_210
DXR | 712227 | DigitalDiagnost 4 Flex / Value | DXR | DXR + TM |  | 1 | 12 |  |  | CS_020,CS_021_022_032,CS_033,CS_210,CSIP,SYSINT,TechMax_DXR_Ess,TechMax_DXR_Plus | CS_CL_210
DXR | 712228 | DigitalDiagnost 4 Chest / Emergency | DXR | DXR + TM |  | 1 | 13 |  |  | CS_020,CS_021_022_032,CS_033,CS_210,CSIP,SYSINT,TechMax_DXR_Ess,TechMax_DXR_Plus | CS_CL_210
DXR | 712234 | DigitalDiagnost C90 High Performance | DXR | DXR + TM |  | 1 | 11.6 |  |  | CS_020,CS_021_022_032,CS_033,CS_210,SYSINT,TechMax_DXR_Ess,TechMax_DXR_Plus | CS_CL_210,CSIP
DXR | 712235 | DigitalDiagnost C90 Flex/Value/Chest/ER | DXR | DXR + TM |  | 1 | 12 |  |  | CS_021_022_032,CS_033,CS_210,SYSINT,TechMax_DXR_Ess,TechMax_DXR_Plus | CS_020,CS_CL_210,CSIP
DXR | 712301 | MobileDiagnost Opta Digital | DXR | DXR |  | 1 | 6 |  |  | CS_020,CS_033,CSIP | CS_021_022_032,CS_210,CS_CL_210,SYSINT,TechMax_DXR_Ess,TechMax_DXR_Plus
DXR | 712302 | MobileDiagnost M50 | DXR | DXR |  | 1 | 6 |  |  | CS_020,CS_033,CSIP | CS_021_022_032,CS_210,CS_CL_210,SYSINT,TechMax_DXR_Ess,TechMax_DXR_Plus
DXR | 712303 | MobileDiagnost Opta Digital - Veterinary | DXR | DXR |  | 2 | 0 |  |  | CS_020,CS_033,CSIP | CS_021_022_032,CS_210,CS_CL_210,SYSINT,TechMax_DXR_Ess,TechMax_DXR_Plus
DXR | 712304 | MobileDiagnost M50 | DXR | DXR |  | 1 | 6 |  |  | CS_020,CS_033,CSIP | CS_021_022_032,CS_210,CS_CL_210,SYSINT,TechMax_DXR_Ess,TechMax_DXR_Plus
DXR | 712310 | PrimaryDiagnost DR - Digital X-Ray | DXR | DXR |  | 1 | 6 |  |  | CS_020,CS_021_022_032,CSIP | CS_033,CS_210,CS_CL_210,SYSINT,TechMax_DXR_Ess,TechMax_DXR_Plus
DXR | 71403 | MammoDiagnost UC | DXR | DXR |  | 2 | 3 |  |  | CS_020 | CS_021_022_032,CS_033,CS_210,CS_CL_210,CSIP,SYSINT,TechMax_DXR_Ess,TechMax_DXR_Plus
DXR | 714030 | MammoDiagnost | DXR | DXR |  | 2 | 3 |  |  | CS_020 | CS_021_022_032,CS_033,CS_210,CS_CL_210,CSIP,SYSINT,TechMax_DXR_Ess,TechMax_DXR_Plus
DXR | 714034 | MammoDiagnost AR | DXR | DXR |  | 2 | 1 |  |  | CS_020 | CS_021_022_032,CS_033,CS_210,CS_CL_210,CSIP,SYSINT,TechMax_DXR_Ess,TechMax_DXR_Plus
DXR | 714040 | Mammo Diagnost DR | DXR | DXR |  | 1 | 8 |  |  | CS_020,CS_021_022_032 | CS_033,CS_210,CS_CL_210,CSIP,SYSINT,TechMax_DXR_Ess,TechMax_DXR_Plus
DXR | 714045 | MicroDose | DXR | DXR |  | 2 | 5.5 |  |  | CS_020,CS_021_022_032,CSIP | CS_033,CS_210,CS_CL_210,SYSINT,TechMax_DXR_Ess,TechMax_DXR_Plus
DXR | 714047 | MicroDose SI | DXR | DXR |  | 2 | 5.5 |  |  | CS_020,CS_021_022_032,CSIP | CS_033,CS_210,CS_CL_210,SYSINT,TechMax_DXR_Ess,TechMax_DXR_Plus
DXR | 714048 | 714248,MicroDose SI L50 U | DXR | DXR |  | 2 | 5.5 |  |  | CS_020,CS_021_022_032,CSIP | CS_033,CS_210,CS_CL_210,SYSINT,TechMax_DXR_Ess,TechMax_DXR_Plus
DXR | 714070 | Intellispace Breast Solution 2.2 | DXR | DXR |  | 2 | 1.5 |  |  | CS_020,CS_021_022_032 | CS_033,CS_210,CS_CL_210,CSIP,SYSINT,TechMax_DXR_Ess,TechMax_DXR_Plus
DXR | 714071 | Intellispace Breast Release 3.x | DXR | DXR |  | 2 | 1 |  |  | CS_020,CS_021_022_032 | CS_033,CS_210,CS_CL_210,CSIP,SYSINT,TechMax_DXR_Ess,TechMax_DXR_Plus
DXR | 714247 | MicroDose SI | DXR | DXR |  | 2 | 5.5 |  |  | CS_020,CS_021_022_032,CSIP | CS_033,CS_210,CS_CL_210,SYSINT,TechMax_DXR_Ess,TechMax_DXR_Plus
DXR | 714248 | MicroDose SI Universal | DXR | DXR |  | 2 | 5.5 |  |  | CS_020,CS_021_022_032,CSIP | CS_033,CS_210,CS_CL_210,SYSINT,TechMax_DXR_Ess,TechMax_DXR_Plus
DXR | 714249 | MicroDose 3D S90 | DXR | DXR |  | 0 | 0
DXR | 72001 | TraumaDiagnost | DXR | DXR |  | 1 | 8 |  |  | CS_020 | CS_021_022_032,CS_033,CS_210,CS_CL_210,CSIP,SYSINT,TechMax_DXR_Ess,TechMax_DXR_Plus
DXR | 720011 | Casualty system for Radiography | DXR | DXR |  | 1 | 7 |  |  | CS_020 | CS_021_022_032,CS_033,CS_210,CS_CL_210,CSIP,SYSINT,TechMax_DXR_Ess,TechMax_DXR_Plus
DXR | 720013 | Casualty Systems for Radiography | DXR | DXR |  | 1 | 6.6 |  |  | CS_020 | CS_021_022_032,CS_033,CS_210,CS_CL_210,CSIP,SYSINT,TechMax_DXR_Ess,TechMax_DXR_Plus
DXR | 720020 | BuckyDiagnost for Trauma | DXR | DXR |  | 1 | 8 |  |  | CS_020,CSIP | CS_021_022_032,CS_033,CS_210,CS_CL_210,SYSINT,TechMax_DXR_Ess,TechMax_DXR_Plus
DXR | 724020 | Uro DIAGNOST MRF | DXR | DXR |  | 2 | 5.9 |  |  | CS_020,CS_021_022_032 | CS_033,CS_210,CS_CL_210,CSIP,SYSINT,TechMax_DXR_Ess,TechMax_DXR_Plus
DXR | 72504 | LithoDiagnost ME | DXR | DXR |  | 0 | 0 |  |  | CS_020,CS_021_022_032 | CS_033,CS_210,CS_CL_210,CSIP,SYSINT,TechMax_DXR_Ess,TechMax_DXR_Plus
DXR | 732023 | PCR CosimaX Basic system | DXR | DXR |  | 1 | 6 |  |  | CSIP | CS_020,CS_021_022_032,CS_033,CS_210,CS_CL_210,SYSINT,TechMax_DXR_Ess,TechMax_DXR_Plus
DXR | 732026 | PCR Corado Basic System | DXR | DXR |  | 1 | 5 |  |  | CSIP | CS_020,CS_021_022_032,CS_033,CS_210,CS_CL_210,SYSINT,TechMax_DXR_Ess,TechMax_DXR_Plus
DXR | 732028 | PCR Compano | DXR | DXR |  | 2 | 3.75 |  |  | CSIP | CS_020,CS_021_022_032,CS_033,CS_210,CS_CL_210,SYSINT,TechMax_DXR_Ess,TechMax_DXR_Plus
DXR | 732040 | PCR Compano Eleva | DXR | DXR |  | 1 | 6 |  |  |  | CS_020,CS_021_022_032,CS_033,CS_210,CS_CL_210,CSIP,SYSINT,TechMax_DXR_Ess,TechMax_DXR_Plus
DXR | 732042 | PCR Corado Eleva | DXR | DXR |  | 1 | 7 |  |  | CSIP | CS_020,CS_021_022_032,CS_033,CS_210,CS_CL_210,SYSINT,TechMax_DXR_Ess,TechMax_DXR_Plus
DXR | 732044 | PCR CosimaX Eleva | DXR | DXR |  | 1 | 7 |  |  | CSIP | CS_020,CS_021_022_032,CS_033,CS_210,CS_CL_210,SYSINT,TechMax_DXR_Ess,TechMax_DXR_Plus
DXR | 732048 | PCR Eleva S | DXR | DXR |  | 1 | 5 |  |  | CSIP | CS_020,CS_021_022_032,CS_033,CS_210,CS_CL_210,SYSINT,TechMax_DXR_Ess,TechMax_DXR_Plus
DXR | 732050 | PCR Eleva S Plus | DXR | DXR |  | 1 | 4 |  |  | CSIP | CS_020,CS_021_022_032,CS_033,CS_210,CS_CL_210,SYSINT,TechMax_DXR_Ess,TechMax_DXR_Plus
DXR | 732052 | PCR Eleva S Hi-res | DXR | DXR |  | 1 | 6 |  |  | CSIP | CS_020,CS_021_022_032,CS_033,CS_210,CS_CL_210,SYSINT,TechMax_DXR_Ess,TechMax_DXR_Plus
DXR | 732066 | PCR Eleva Compact | DXR | DXR |  | 1 | 5 |  |  | CSIP | CS_020,CS_021_022_032,CS_033,CS_210,CS_CL_210,SYSINT,TechMax_DXR_Ess,TechMax_DXR_Plus
EC | 867420 | Tempus Pro | EC | EC |  | 1 | 0
EC | 867421 | Tempus Pro IBP | EC | EC |  | 1 | 0
EC | 867422 | Tempus Pro, Printer | EC | EC |  | 1 | 0
EC | 867423 | Tempus Pro, Printer & IBP | EC | EC |  | 1 | 0
EC | 989706001681 | Tempus LS Man, Defibrillator | EC | EC_WUR |  | 1 | 0
EICII | 779003 | Neuron 3 IO Vitals Plus | EICII | CIIEWV |  | 0 | 0
EICII | 779005 | Capsule Software | EICII | CIISMA |  | 0 | 0
EICII | 779005 | Capsule Software | EICII | CIISMA |  | 1 | 1
EICII | 779009 | Neuron 3 IO Chart Xpress | EICII | CIIEWN |  | 0 | 0
EICII | 779010 | Neuron 3 IO Vitals Stream Mob | EICII | CIIEWN |  | 0 | 0
EICII | 779011 | Neuron 3 4S2U Vitals Stream | EICII | CIIEWN |  | 0 | 0
EICII | 779012 | N2 Refurbished Vitals Stream | EICII | CIIEWN |  | 0 | 0
EICII | 779013 | Neuron 3 7S Vitals Stream | EICII | CIIEWN |  | 0 | 0
EICII | 779014 | Axon - 1 Port concentrator | EICII | CIIEWA |  | 0 | 0
EICII | 779015 | Axon - 4 Port concentrator | EICII | CIIEWA |  | 0 | 0
EICII | 779016 | Axon - 8 Port concentrator | EICII | CIIEWA |  | 0 | 0
EICII | 779017 | Philips Axon - Single Port concentrator | EICII | CIIEWA |  | 0 | 0
EICII | 779018 | Philips Axon - 4 Port concentrator | EICII | CIIEWA |  | 0 | 0
EICII | 779019 | VP3 NeExCa | EICII | CIIEWA |  | 0 | 0
EICII | 779020 | Philips Axon - 8 Port concentrator | EICII | CIIEWA |  | 0 | 0
EICII | 779022 | N2 Refurbished | EICII | CIIEWN |  | 0 | 0
EICII | 779023 | VP3 NeEx | EICII | CIIEWV |  | 0 | 0
EICII | 779024 | VP3 MaEx | EICII | CIIEWV |  | 0 | 0
EICII | 779025 | VP3 NeExCa | EICII | CIIEWV |  | 0 | 0
EICII | 779026 | VP3 MaExCa | EICII | CIIEWV |  | 0 | 0
EICII | 779027 | Neuron 3 4S2E Vitals Stream | EICII | CIIEWN |  | 0 | 0
EICII | 779030 | Neuron 2 | EICII | CIIEWN |  | 1 | 0
EICII | 779044 | MDIP Perpetual Licenses | EICII | CIISMA |  | 0 | 0
EICII | 779045 | MDI SW Other Perpetual License | EICII | CIISMA |  | 0 | 0
EICII | 779046 | Adv Int Perpetual License | EICII | CIISMA |  | 0 | 0
EICII | 779047 | GE Specific Perpetual License | EICII | CIISMA |  | 0 | 0
EICII | 779048 | Surveillance Perpetual Licenses | EICII | CIISMA |  | 0 | 0
IGT-D | 797005 | Combomap | IGT-D | IGT-D |  | 0 | 0 |  |  |  | LASER
IGT-D | 797401 | Core Mobile Imaging System | IGT-D | IGT-D |  | 1 | 1 |  |  |  | LASER
IGT-D | 797402 | Core Integrated Imaging System | IGT-D | IGT-D |  | 1 | 1 |  |  |  | LASER
IGT-D | 797403 | IntraSight | IGT-D | IGT-D |  | 1 | 2 |  |  | LASER
IGT-D | 797404 | CVX-300 Excimer Laser System | IGT-D | IGT-D |  | 1 | 1 |  |  |  | LASER
IGT-D | 797405 | Integrated systems field extensions | IGT-D | IGT-D |  | 0 | 0 |  |  |  | LASER
IGT-D | 797406 | SyncVision | IGT-D | IGT-D |  | 1 | 1 |  |  |  | LASER
IGT-D | 797407 | SyncVision Field extensions | IGT-D | IGT-D |  | 0 | 0 |  |  |  | LASER
IGT-D | 797408 | SmartMap | IGT-D | IGT-D |  | 0 | 0 |  |  |  | LASER
IGT-D | 797409 | S5 Imaging System | IGT-D | IGT-D |  | 0 | 0 |  |  |  | LASER
IGT-D | 797410 | s5i Imaging System | IGT-D | IGT-D |  | 1 | 1 |  |  |  | LASER
IGT-D | 797411 | Core M2 Imaging System | IGT-D | IGT-D |  | 0 | 0 |  |  |  | LASER
IGT-D | 797412 | Core Mobile Imaging System 120V | IGT-D | IGT-D |  | 1 | 1 |  |  |  | LASER
IGT-D | 797413 | Core Mobile Imaging System 100V | IGT-D | IGT-D |  | 0 | 0 |  |  |  | LASER
IGT-D | 797414 | Core Mobile Imaging System 240V | IGT-D | IGT-D |  | 0 | 0 |  |  |  | LASER
IGT-D | 797415 | IntraSight Mobile | IGT-D | IGT-D |  | 0 | 0 |  |  |  | LASER
IGT-D | 846001 | Philips Laser System | IGT-D | IGT-D |  | 0 | 0 |  |  | LASER
MR | 781040 | Options R4-R11 | MR | MR |  | 0 | 0 |  |  | CS_060
MR | 781045 | Discontinued SW Options | MR | MR |  | 0 | 0
MR | 781068 | Ingenia LS | MR | MR + TM |  | 2 | 8 |  |  | CS_060,CSIP,HEL,SYSINT,TechMax_MR_PLus | CS_BRZ_060,EASYSWITCH,MOBI,RELO,TechMax_MR_CDAS_Plus,TechMax_MR_Pro
MR | 781069 | Prodiva CS | MR | MR + TM |  | 2 | 8 |  |  | CS_060,CSIP,HEL,SYSINT,TechMax_MR_PLus | CS_BRZ_060,EASYSWITCH,MOBI,RELO,TechMax_MR_CDAS_Plus,TechMax_MR_Pro
MR | 781070 | Prodiva CX | MR | MR + TM |  | 2 | 8 |  |  | CS_060,CSIP,HEL,SYSINT,TechMax_MR_PLus | CS_BRZ_060,EASYSWITCH,MOBI,RELO,TechMax_MR_CDAS_Plus,TechMax_MR_Pro
MR | 781072 | Multiva 1.5T 8 R5 | MR | MR |  | 2 | 8 |  |  | CS_060,CSIP,HEL,SYSINT | CS_BRZ_060,EASYSWITCH,MOBI,RELO,TechMax_MR_CDAS_Plus,TechMax_MR_PLus,TechMax_MR_Pro
MR | 781073 | Multiva 1.5T 16 R5 | MR | MR |  | 2 | 8 |  |  | CS_060,CSIP,HEL,SYSINT | CS_BRZ_060,EASYSWITCH,MOBI,RELO,TechMax_MR_CDAS_Plus,TechMax_MR_PLus,TechMax_MR_Pro
MR | 781074 | Multiva 1.5T 8 R5 | MR | MR |  | 2 | 8 |  |  | CS_060,CSIP,HEL,SYSINT | CS_BRZ_060,EASYSWITCH,MOBI,RELO,TechMax_MR_CDAS_Plus,TechMax_MR_PLus,TechMax_MR_Pro
MR | 781075 | Omniva 1.5T R5 | MR | MR |  | 3 | 8 |  |  | CS_060,CSIP,HEL,SYSINT | CS_BRZ_060,EASYSWITCH,MOBI,RELO,TechMax_MR_CDAS_Plus,TechMax_MR_PLus,TechMax_MR_Pro
MR | 781076 | Multiva 1.5T | MR | MR |  | 2 | 8 |  |  | CS_060,CSIP,HEL,SYSINT | CS_BRZ_060,EASYSWITCH,MOBI,RELO,TechMax_MR_CDAS_Plus,TechMax_MR_PLus,TechMax_MR_Pro
MR | 781078 | Multiva 1.5T 16 R5 | MR | MR |  | 2 | 8 |  |  | CS_060,CSIP,HEL,SYSINT | CS_BRZ_060,EASYSWITCH,MOBI,RELO,TechMax_MR_CDAS_Plus,TechMax_MR_PLus,TechMax_MR_Pro
MR | 781081 | Options IB Prodiva 1.5T R5 | MR | MR |  | 0 | 0 |  |  | CS_060
MR | 781101 | Intera 0.5T Standard | MR | MR |  | 2 | 6.2 |  |  | CS_060,CSIP,HEL | CS_BRZ_060,EASYSWITCH,MOBI,RELO,SYSINT,TechMax_MR_CDAS_Plus,TechMax_MR_PLus,TechMax_MR_Pro
MR | 781102 | Intera 1.0T Omni/Stellar | MR | MR |  | 2 | 6.2 |  |  | CS_060,CSIP,HEL | CS_BRZ_060,EASYSWITCH,MOBI,RELO,SYSINT,TechMax_MR_CDAS_Plus,TechMax_MR_PLus,TechMax_MR_Pro
MR | 781103 | Intera 1.0T Power/Pulsar | MR | MR |  | 2 | 6.2 |  |  | CS_060,CSIP,HEL | CS_BRZ_060,EASYSWITCH,MOBI,RELO,SYSINT,TechMax_MR_CDAS_Plus,TechMax_MR_PLus,TechMax_MR_Pro
MR | 781104 | Intera 1.5T Omni/Stellar | MR | MR |  | 2 | 8 |  |  | CS_060,CSIP,HEL | CS_BRZ_060,EASYSWITCH,MOBI,RELO,SYSINT,TechMax_MR_CDAS_Plus,TechMax_MR_PLus,TechMax_MR_Pro
MR | 781105 | Intera 1.5T Power/Pulsar | MR | MR |  | 2 | 8 |  |  | CS_060,CSIP,HEL | CS_BRZ_060,EASYSWITCH,MOBI,RELO,SYSINT,TechMax_MR_CDAS_Plus,TechMax_MR_PLus,TechMax_MR_Pro
MR | 781106 | Intera 1.5T Master/Nova | MR | MR |  | 2 | 8 |  |  | CS_060,CSIP,HEL | CS_BRZ_060,EASYSWITCH,MOBI,RELO,SYSINT,TechMax_MR_CDAS_Plus,TechMax_MR_PLus,TechMax_MR_Pro
MR | 781107 | Intera CV | MR | MR |  | 2 | 8 |  |  | CS_060,CSIP,HEL | CS_BRZ_060,EASYSWITCH,MOBI,RELO,SYSINT,TechMax_MR_CDAS_Plus,TechMax_MR_PLus,TechMax_MR_Pro
MR | 781108 | Intera 1.5T Explorer/Nova Dual | MR | MR |  | 2 | 8 |  |  | CS_060,CSIP,HEL | CS_BRZ_060,EASYSWITCH,MOBI,RELO,SYSINT,TechMax_MR_CDAS_Plus,TechMax_MR_PLus,TechMax_MR_Pro
MR | 781109 | Panorama 0.23T | MR | MR |  | 4 | 6 |  |  | CS_060,HEL | CS_BRZ_060,CSIP,EASYSWITCH,MOBI,RELO,SYSINT,TechMax_MR_CDAS_Plus,TechMax_MR_PLus,TechMax_MR_Pro
MR | 781145 | Enterprise 1.5T | MR | MR |  | 2 | 8 |  |  | CS_060,CSIP,HEL,SYSINT | CS_BRZ_060,EASYSWITCH,MOBI,RELO,TechMax_MR_CDAS_Plus,TechMax_MR_PLus,TechMax_MR_Pro
MR | 781153 | Achieva XR | MR | MR + TM |  | 2 | 8 |  |  | CS_060,CSIP,HEL,SYSINT | CS_BRZ_060,EASYSWITCH,MOBI,RELO,TechMax_MR_CDAS_Plus,TechMax_MR_PLus,TechMax_MR_Pro
MR | 781170 | Intera 1.5T R11 | MR | MR |  | 2 | 8 |  |  | CS_060,CSIP,HEL,SYSINT | CS_BRZ_060,EASYSWITCH,MOBI,RELO,TechMax_MR_CDAS_Plus,TechMax_MR_PLus,TechMax_MR_Pro
MR | 781171 | Intera Achieva 1.5T Pulsar | MR | MR + TM |  | 2 | 8 |  |  | CS_060,CSIP,HEL,SYSINT | CS_BRZ_060,EASYSWITCH,MOBI,RELO,TechMax_MR_CDAS_Plus,TechMax_MR_PLus,TechMax_MR_Pro
MR | 781172 | Intera 1.5T Achieva Nova | MR | MR + TM |  | 2 | 8 |  |  | CS_060,CSIP,HEL,SYSINT | CS_BRZ_060,EASYSWITCH,MOBI,RELO,TechMax_MR_CDAS_Plus,TechMax_MR_PLus,TechMax_MR_Pro
MR | 781173 | Intera 1.5T Achieva Nova-Dual | MR | MR + TM |  | 2 | 8 |  |  | CS_060,CSIP,HEL,SYSINT | CS_BRZ_060,EASYSWITCH,MOBI,RELO,TechMax_MR_CDAS_Plus,TechMax_MR_PLus,TechMax_MR_Pro
MR | 781175 | Intera 1.5T Achieva IT Nova | MR | MR + TM |  | 1 | 0 |  |  | CS_060,CSIP,HEL,SYSINT | CS_BRZ_060,EASYSWITCH,MOBI,RELO,TechMax_MR_CDAS_Plus,TechMax_MR_PLus,TechMax_MR_Pro
MR | 781177 | Achieva 3.0T | MR | MR + TM |  | 2 | 8 |  |  | CS_060,CSIP,HEL,SYSINT | CS_BRZ_060,EASYSWITCH,MOBI,RELO,TechMax_MR_CDAS_Plus,TechMax_MR_PLus,TechMax_MR_Pro
MR | 781178 | Achieva 1.5T Initial system | MR | MR + TM |  | 2 | 8 |  |  | CS_060,CSIP,HEL,SYSINT | CS_BRZ_060,EASYSWITCH,MOBI,RELO,TechMax_MR_CDAS_Plus,TechMax_MR_PLus,TechMax_MR_Pro
MR | 781195 | Intera 1.5T | MR | MR |  | 2 | 8 |  |  | CS_060,CSIP,HEL,SYSINT | CS_BRZ_060,EASYSWITCH,MOBI,RELO,TechMax_MR_CDAS_Plus,TechMax_MR_PLus,TechMax_MR_Pro
MR | 781196 | Achieva 1.5T | MR | MR + TM |  | 2 | 8 |  |  | CS_060,CSIP,HEL,SYSINT | CS_BRZ_060,EASYSWITCH,MOBI,RELO,TechMax_MR_CDAS_Plus,TechMax_MR_PLus,TechMax_MR_Pro
MR | 781219 | Panorama 0.23T | MR | MR |  | 4 | 6 |  |  | CS_060,HEL | CS_BRZ_060,CSIP,EASYSWITCH,MOBI,RELO,SYSINT,TechMax_MR_CDAS_Plus,TechMax_MR_PLus,TechMax_MR_Pro
MR | 781220 | Infinion 1.5T | MR | MR |  | 3 | 8 |  |  | CS_060,HEL | CS_BRZ_060,CSIP,EASYSWITCH,MOBI,RELO,SYSINT,TechMax_MR_CDAS_Plus,TechMax_MR_PLus,TechMax_MR_Pro
MR | 781240 | Achieva 7.0T | MR | MR |  | 2 | 3 |  |  | CS_060,CSIP,HEL,SYSINT | CS_BRZ_060,EASYSWITCH,MOBI,RELO,TechMax_MR_CDAS_Plus,TechMax_MR_PLus,TechMax_MR_Pro
MR | 781250 | Panorama HFO | MR | MR |  | 2 | 8 |  |  | CS_060,CSIP,HEL,SYSINT | CS_BRZ_060,EASYSWITCH,MOBI,RELO,TechMax_MR_CDAS_Plus,TechMax_MR_PLus,TechMax_MR_Pro
MR | 781253 | Achieva XR | MR | MR |  | 2 | 8 |  |  | CS_060,CSIP,HEL,SYSINT | CS_BRZ_060,EASYSWITCH,MOBI,RELO,TechMax_MR_CDAS_Plus,TechMax_MR_PLus,TechMax_MR_Pro
MR | 781260 | SmartPath to dStream for 1.5T | MR | MR + TM |  | 2 | 8 |  |  | CS_060,CSIP,HEL,MOBI,SYSINT,TechMax_MR_PLus,TechMax_MR_Pro | CS_BRZ_060,EASYSWITCH,RELO,TechMax_MR_CDAS_Plus
MR | 781261 | Ingenia 1.5T CX | MR | MR + TM |  | 2 | 8 |  |  | CS_060,CSIP,HEL,SYSINT,TechMax_MR_CDAS_Plus,TechMax_MR_PLus,TechMax_MR_Pro | CS_BRZ_060,EASYSWITCH,MOBI,RELO
MR | 781262 | Ingenia 1.5T CX | MR | MR + TM |  | 2 | 8 |  |  | CS_060,CSIP,HEL,SYSINT,TechMax_MR_CDAS_Plus,TechMax_MR_PLus,TechMax_MR_Pro | CS_BRZ_060,EASYSWITCH,MOBI,RELO
MR | 781270 | SmartPath to dStream for XR and 3.0T | MR | MR + TM |  | 2 | 8 |  |  | CS_060,CSIP,HEL,MOBI,SYSINT,TechMax_MR_PLus,TechMax_MR_Pro | CS_BRZ_060,EASYSWITCH,RELO,TechMax_MR_CDAS_Plus
MR | 781271 | Ingenia 3.0T CX | MR | MR + TM |  | 2 | 8 |  |  | CS_060,CSIP,HEL,MOBI,SYSINT,TechMax_MR_CDAS_Plus,TechMax_MR_PLus,TechMax_MR_Pro | CS_BRZ_060,EASYSWITCH,RELO
MR | 781277 | Achieva 3.0T | MR | MR |  | 2 | 8 |  |  | CS_060,CSIP,HEL,SYSINT | CS_BRZ_060,EASYSWITCH,MOBI,RELO,TechMax_MR_CDAS_Plus,TechMax_MR_PLus,TechMax_MR_Pro
MR | 781278 | Achieva 3.0T | MR | MR |  | 2 | 8 |  |  | CS_060,CSIP,HEL,SYSINT | CS_BRZ_060,EASYSWITCH,MOBI,RELO,TechMax_MR_CDAS_Plus,TechMax_MR_PLus,TechMax_MR_Pro
MR | 781283 | Achieva 1.5T Conversion | MR | MR |  | 2 | 8 |  |  | CS_060,CSIP,HEL,SYSINT | CS_BRZ_060,EASYSWITCH,MOBI,RELO,TechMax_MR_CDAS_Plus,TechMax_MR_PLus,TechMax_MR_Pro
MR | 781295 | Initial Intera 1.5T | MR | MR |  | 0 | 0 |  |  | CS_060,CSIP,HEL,SYSINT | CS_BRZ_060,EASYSWITCH,MOBI,RELO,TechMax_MR_CDAS_Plus,TechMax_MR_PLus,TechMax_MR_Pro
MR | 781296 | Achieva 1.5T | MR | MR |  | 2 | 8 |  |  | CS_060,CSIP,HEL,SYSINT | CS_BRZ_060,EASYSWITCH,MOBI,RELO,TechMax_MR_CDAS_Plus,TechMax_MR_PLus,TechMax_MR_Pro
MR | 781301 | Panorama 0.6T system | MR | MR |  | 4 | 7.5 |  |  | CS_060,HEL | CS_BRZ_060,CSIP,EASYSWITCH,MOBI,RELO,SYSINT,TechMax_MR_CDAS_Plus,TechMax_MR_PLus,TechMax_MR_Pro
MR | 781315 | Ingenia 1.5T | MR | MR + TM |  | 2 | 8 |  |  | CS_060,CSIP,HEL,MOBI,SYSINT,TechMax_MR_CDAS_Plus,TechMax_MR_PLus,TechMax_MR_Pro | CS_BRZ_060,EASYSWITCH,RELO
MR | 781341 | Ingenia 1.5T | MR | MR + TM |  | 2 | 8 |  |  | CS_060,CSIP,HEL,MOBI,SYSINT,TechMax_MR_CDAS_Plus,TechMax_MR_PLus,TechMax_MR_Pro | CS_BRZ_060,EASYSWITCH,RELO
MR | 781342 | Ingenia 3.0T | MR | MR + TM |  | 2 | 8 |  |  | CS_060,CSIP,HEL,MOBI,SYSINT,TechMax_MR_CDAS_Plus,TechMax_MR_PLus,TechMax_MR_Pro | CS_BRZ_060,EASYSWITCH,RELO
MR | 781343 | Achieva 1.5T | MR | MR |  | 2 | 8 |  |  | CS_060,CSIP,HEL,SYSINT | CS_BRZ_060,EASYSWITCH,MOBI,RELO,TechMax_MR_CDAS_Plus,TechMax_MR_PLus,TechMax_MR_Pro
MR | 781344 | Achieva 3.0T | MR | MR |  | 2 | 8 |  |  | CS_060,CSIP,HEL,SYSINT | CS_BRZ_060,EASYSWITCH,MOBI,RELO,TechMax_MR_CDAS_Plus,TechMax_MR_PLus,TechMax_MR_Pro
MR | 781345 | Achieva 3.0T | MR | MR |  | 2 | 8 |  |  | CS_060,CSIP,HEL,SYSINT | CS_BRZ_060,EASYSWITCH,MOBI,RELO,TechMax_MR_CDAS_Plus,TechMax_MR_PLus,TechMax_MR_Pro
MR | 781346 | Achieva 1.5T Conversion | MR | MR |  | 2 | 8 |  |  | CS_060,CSIP,HEL,SYSINT | CS_BRZ_060,EASYSWITCH,MOBI,RELO,TechMax_MR_CDAS_Plus,TechMax_MR_PLus,TechMax_MR_Pro
MR | 781347 | Ingenia 1.5T S | MR | MR + TM |  | 2 | 8 |  |  | CS_060,CSIP,HEL,SYSINT,TechMax_MR_CDAS_Plus,TechMax_MR_PLus,TechMax_MR_Pro | CS_BRZ_060,EASYSWITCH,MOBI,RELO
MR | 781350 | Initial Panorama HFO | MR | MR |  | 2 | 8 |  |  | CS_060,CSIP,HEL,SYSINT | CS_BRZ_060,EASYSWITCH,MOBI,RELO,TechMax_MR_CDAS_Plus,TechMax_MR_PLus,TechMax_MR_Pro
MR | 781356 | Ingenia Ambition X | MR | MR + TM |  | 2 | 8 |  |  | CS_060,CSIP,EASYSWITCH,MOBI,SYSINT,TechMax_MR_PLus,TechMax_MR_Pro | CS_BRZ_060,HEL,RELO,TechMax_MR_CDAS_Plus
MR | 781357 | Ingenia Elition S | MR | MR + TM |  | 2 | 8 |  |  | CS_060,CSIP,HEL,SYSINT,TechMax_MR_PLus,TechMax_MR_Pro | CS_BRZ_060,EASYSWITCH,MOBI,RELO,TechMax_MR_CDAS_Plus
MR | 781358 | Ingenia Elition X | MR | MR + TM |  | 2 | 8 |  |  | CS_060,CSIP,HEL,SYSINT,TechMax_MR_PLus,TechMax_MR_Pro | CS_BRZ_060,EASYSWITCH,MOBI,RELO,TechMax_MR_CDAS_Plus
MR | 781359 | Ingenia Ambition S | MR | MR + TM |  | 2 | 8 |  |  | CS_060,CSIP,EASYSWITCH,SYSINT,TechMax_MR_PLus,TechMax_MR_Pro | CS_BRZ_060,HEL,MOBI,RELO,TechMax_MR_CDAS_Plus
MR | 781360 | Sonalleve MR-HIFU 1.5T | MR | MR + TM |  | 2 | 4 |  |  | CS_060,HEL,TechMax_MR_PLus | CS_BRZ_060,CSIP,EASYSWITCH,MOBI,RELO,SYSINT,TechMax_MR_CDAS_Plus,TechMax_MR_Pro
MR | 781361 | Sonalleve MR-HIFU 3.0T | MR | MR + TM |  | 2 | 4 |  |  | CS_060,HEL,TechMax_MR_PLus | CS_BRZ_060,CSIP,EASYSWITCH,MOBI,RELO,SYSINT,TechMax_MR_CDAS_Plus,TechMax_MR_Pro
MR | 781366 | Profound Tulsa-Pro | MR | MR |  | 0 | 0 |  |  | CS_060
MR | 781377 | Ingenia 3.0T | MR | MR + TM |  | 2 | 8 |  |  | CS_060,CSIP,HEL,SYSINT,TechMax_MR_CDAS_Plus,TechMax_MR_PLus,TechMax_MR_Pro | CS_BRZ_060,EASYSWITCH,MOBI,RELO
MR | 781396 | Ingenia 1.5T | MR | MR + TM |  | 2 | 8 |  |  | CS_060,CSIP,HEL,SYSINT,TechMax_MR_CDAS_Plus,TechMax_MR_PLus,TechMax_MR_Pro | CS_BRZ_060,EASYSWITCH,MOBI,RELO
MR | 781400 | Extended MR Workspace | MR | MR |  | 0 | 0 |  |  |  | CS_060,CS_BRZ_060,CSIP,EASYSWITCH,HEL,MOBI,RELO,SYSINT,TechMax_MR_CDAS_Plus,TechMax_MR_PLus,TechMax_MR_Pro
MR | 781437 | MR-OR 1.5T | MR | MR |  | 0 | 0 |  |  | CS_060
MR | 781438 | MR-OR 3.0T | MR | MR + TM |  | 0 | 0 |  |  | CS_060,CSIP,HEL,SYSINT,TechMax_MR_PLus,TechMax_MR_Pro | CS_BRZ_060,EASYSWITCH,MOBI,RELO,TechMax_MR_CDAS_Plus
MR | 781439 | MR-RT | MR | MR |  | 0 | 0
MR | 781440 | MR-RT Upgrades | MR | MR |  | 0 | 0
MR | 781460 | MammoTrak / Breast Solutions | MR | MR |  | 0 | 0
MR | 781465 | DynaCAD Workstations | MR | MR |  | 2 | 3 |  |  |  | CS_060,CS_BRZ_060,CSIP,EASYSWITCH,HEL,MOBI,RELO,SYSINT,TechMax_MR_CDAS_Plus,TechMax_MR_PLus,TechMax_MR_Pro
MR | 781466 | Esys | MR | MR |  | 2 | 3 |  |  |  | CS_060,CS_BRZ_060,CSIP,EASYSWITCH,HEL,MOBI,RELO,SYSINT,TechMax_MR_CDAS_Plus,TechMax_MR_PLus,TechMax_MR_Pro
MR | 781467 | DynaSuite Neuro | MR | MR |  | 2 | 6 |  |  |  | CS_060,CS_BRZ_060,CSIP,EASYSWITCH,HEL,MOBI,RELO,SYSINT,TechMax_MR_CDAS_Plus,TechMax_MR_PLus,TechMax_MR_Pro
MR | 781474 | Marlin 1.5T | MR | MR |  | 2 | 8 |  |  | CS_060,CSIP,HEL,SYSINT | CS_BRZ_060,EASYSWITCH,MOBI,RELO,TechMax_MR_CDAS_Plus,TechMax_MR_PLus,TechMax_MR_Pro
MR | 781477 | Initial Achieva 3.0T for PET | MR | MR |  | 2 | 8 |  |  | CS_060,CSIP,HEL,SYSINT | CS_BRZ_060,EASYSWITCH,MOBI,RELO,TechMax_MR_CDAS_Plus,TechMax_MR_PLus,TechMax_MR_Pro
MR | 781479 | Achieva 3.0T TX for PET | MR | MR |  | 2 | 5.95 |  |  | CS_060,CSIP,HEL,SYSINT | CS_BRZ_060,EASYSWITCH,MOBI,RELO,TechMax_MR_CDAS_Plus,TechMax_MR_PLus,TechMax_MR_Pro
MR | 781481 | Invivo Imaging Products | MR | MR |  | 1 | 0.5 |  |  |  | CS_060,CS_BRZ_060,CSIP,EASYSWITCH,HEL,MOBI,RELO,SYSINT,TechMax_MR_CDAS_Plus,TechMax_MR_PLus,TechMax_MR_Pro
MR | 782101 | Ingenia 1.5T | MR | MR + TM |  | 2 | 8 |  |  | CS_060,CSIP,HEL,MOBI,SYSINT,TechMax_MR_CDAS_Plus,TechMax_MR_PLus,TechMax_MR_Pro | CS_BRZ_060,EASYSWITCH,RELO
MR | 782103 | Ingenia 3.0T | MR | MR + TM |  | 2 | 8 |  |  | CS_060,CSIP,HEL,MOBI,SYSINT,TechMax_MR_CDAS_Plus,TechMax_MR_PLus,TechMax_MR_Pro | CS_BRZ_060,EASYSWITCH,RELO
MR | 782105 | Ingenia 3.0T CX | MR | MR + TM |  | 2 | 8 |  |  | CS_060,CSIP,HEL,MOBI,SYSINT,TechMax_MR_CDAS_Plus,TechMax_MR_PLus,TechMax_MR_Pro | CS_BRZ_060,EASYSWITCH,RELO
MR | 782106 | Ingenia Elition S | MR | MR + TM |  | 2 | 8 |  |  | CS_060,CSIP,HEL,SYSINT,TechMax_MR_CDAS_Plus,TechMax_MR_PLus,TechMax_MR_Pro | CS_BRZ_060,EASYSWITCH,MOBI,RELO
MR | 782107 | Ingenia Elition X | MR | MR + TM |  | 2 | 8 |  |  | CS_060,CSIP,HEL,SYSINT,TechMax_MR_CDAS_Plus,TechMax_MR_PLus,TechMax_MR_Pro | CS_BRZ_060,EASYSWITCH,MOBI,RELO
MR | 782108 | Ingenia Ambition S | MR | MR + TM |  | 2 | 8 |  |  | CS_060,CSIP,EASYSWITCH,MOBI,SYSINT,TechMax_MR_PLus,TechMax_MR_Pro | CS_BRZ_060,HEL,RELO,TechMax_MR_CDAS_Plus
MR | 782109 | Ingenia Ambition X | MR | MR + TM |  | 2 | 8 |  |  | CS_060,CSIP,EASYSWITCH,MOBI,SYSINT,TechMax_MR_PLus,TechMax_MR_Pro | CS_BRZ_060,HEL,RELO,TechMax_MR_CDAS_Plus
MR | 782110 | MR 5300 | MR | MR + TM |  | 2 | 8 |  |  | CS_060,CS_BRZ_060,CSIP,EASYSWITCH,MOBI,SYSINT,TechMax_MR_PLus,TechMax_MR_Pro | HEL,RELO,TechMax_MR_CDAS_Plus
MR | 782112 | SmartPath to dStream for 1.5T | MR | MR + TM |  | 0 | 0 |  |  | CS_060,CSIP,HEL,MOBI,SYSINT,TechMax_MR_PLus | CS_BRZ_060,EASYSWITCH,RELO,TechMax_MR_CDAS_Plus,TechMax_MR_Pro
MR | 782113 | SmartPath to dStream for XR and 3.0T | MR | MR + TM |  | 2 | 8 |  |  | CS_060,CSIP,HEL,MOBI,SYSINT,TechMax_MR_PLus | CS_BRZ_060,EASYSWITCH,RELO,TechMax_MR_CDAS_Plus,TechMax_MR_Pro
MR | 782115 | Ingenia 1.5T | MR | MR + TM |  | 2 | 8 |  |  | CS_060,CSIP,HEL,MOBI,SYSINT,TechMax_MR_CDAS_Plus,TechMax_MR_PLus,TechMax_MR_Pro | CS_BRZ_060,EASYSWITCH,RELO
MR | 782116 | Evolution upgrade 1.5T | MR | MR + TM |  | 2 | 8 |  |  | CS_060,CSIP,HEL,MOBI,SYSINT,TechMax_MR_PLus,TechMax_MR_Pro | CS_BRZ_060,EASYSWITCH,RELO,TechMax_MR_CDAS_Plus
MR | 782117 | Evolution upgrade 3.0T | MR | MR + TM |  | 0 | 0 |  |  | CS_060,CSIP,HEL,MOBI,SYSINT,TechMax_MR_PLus,TechMax_MR_Pro | CS_BRZ_060,EASYSWITCH,RELO,TechMax_MR_CDAS_Plus
MR | 782118 | SmartPath to Ingenia Elition X | MR | MR + TM |  | 2 | 8 |  |  | CS_060,CSIP,HEL,MOBI,SYSINT,TechMax_MR_PLus,TechMax_MR_Pro | CS_BRZ_060,EASYSWITCH,RELO,TechMax_MR_CDAS_Plus
MR | 782119 | Ingenia Elition X | MR | MR + TM |  | 1 | 0 |  |  | CS_060,CSIP,HEL,SYSINT,TechMax_MR_PLus,TechMax_MR_Pro | CS_BRZ_060,EASYSWITCH,MOBI,RELO,TechMax_MR_CDAS_Plus
MR | 782120 | MR 7700 | MR | MR + TM |  | 2 | 8 |  |  | CS_060,CSIP,HEL,SYSINT,TechMax_MR_PLus,TechMax_MR_Pro | CS_BRZ_060,EASYSWITCH,MOBI,RELO,TechMax_MR_CDAS_Plus
MR | 782123 | Options dStream | MR | MR |  | 0 | 0
MR | 782127 | Upgrade dStream | MR | MR |  | 0 | 0 |  |  | CS_060
MR | 782129 | SmartPath to dStream for XR and 3.0T | MR | MR + TM |  | 1 | 0 |  |  | CS_060,CSIP,HEL,MOBI,SYSINT,TechMax_MR_PLus | CS_BRZ_060,EASYSWITCH,RELO,TechMax_MR_CDAS_Plus,TechMax_MR_Pro
MR | 782130 | Upgrade to MR 7700 | MR | MR + TM |  | 2 | 8 |  |  | CS_060,CSIP,HEL,SYSINT,TechMax_MR_PLus | CS_BRZ_060,EASYSWITCH,MOBI,RELO,TechMax_MR_CDAS_Plus,TechMax_MR_Pro
MR | 782131 | Evolution upgrade 3.0T | MR | MR + TM |  | 1 | 0 |  |  | CS_060,CSIP,HEL,MOBI,SYSINT,TechMax_MR_PLus | CS_BRZ_060,EASYSWITCH,RELO,TechMax_MR_CDAS_Plus,TechMax_MR_Pro
MR | 782132 | SmartPath to Ingenia Elition X | MR | MR + TM |  | 2 | 8 |  |  | CS_060,CSIP,HEL,MOBI,SYSINT,TechMax_MR_PLus,TechMax_MR_Pro | CS_BRZ_060,EASYSWITCH,RELO,TechMax_MR_CDAS_Plus
MR | 782133 | Ingenia Ambition S | MR | MR + TM |  | 1 | 0 |  |  | CS_060,CSIP,EASYSWITCH,SYSINT,TechMax_MR_PLus | CS_BRZ_060,HEL,MOBI,RELO,TechMax_MR_CDAS_Plus,TechMax_MR_Pro
MR | 782134 | Ingenia Ambition X | MR | MR + TM |  | 1 | 0 |  |  | CS_060,CSIP,EASYSWITCH,MOBI,SYSINT,TechMax_MR_PLus | CS_BRZ_060,HEL,RELO,TechMax_MR_CDAS_Plus,TechMax_MR_Pro
MR | 782135 | MR 5300 | MR | MR + TM |  | 1 | 0 |  |  | CS_060,CS_BRZ_060,CSIP,EASYSWITCH,SYSINT,TechMax_MR_PLus,TechMax_MR_Pro | HEL,MOBI,RELO,TechMax_MR_CDAS_Plus
MR | 782136 | Ingenia Elition X | MR | MR + TM |  | 2 | 8 |  |  | CS_060,CSIP,HEL,SYSINT,TechMax_MR_PLus,TechMax_MR_Pro | CS_BRZ_060,EASYSWITCH,MOBI,RELO,TechMax_MR_CDAS_Plus
MR | 782137 | Ingenia Elition S | MR | MR + TM |  | 1 | 0 |  |  | CS_060,CSIP,HEL,SYSINT,TechMax_MR_PLus,TechMax_MR_Pro | CS_BRZ_060,EASYSWITCH,MOBI,RELO,TechMax_MR_CDAS_Plus
MR | 782138 | Ingenia Ambition X | MR | MR + TM |  | 2 | 8 |  |  | CS_060,CSIP,EASYSWITCH,MOBI,RELO,SYSINT,TechMax_MR_PLus,TechMax_MR_Pro | CS_BRZ_060,HEL,TechMax_MR_CDAS_Plus
MR | 782139 | Ingenia Ambition S | MR | MR + TM |  | 2 | 8 |  |  | CS_060,CSIP,EASYSWITCH,MOBI,RELO,SYSINT,TechMax_MR_PLus,TechMax_MR_Pro | CS_BRZ_060,HEL,TechMax_MR_CDAS_Plus
MR | 782140 | Ingenia 1.5T | MR | MR + TM |  | 2 | 8 |  |  | CS_060,CSIP,HEL,MOBI,SYSINT,TechMax_MR_PLus,TechMax_MR_Pro | CS_BRZ_060,EASYSWITCH,RELO,TechMax_MR_CDAS_Plus
MR | 782143 | Evolution upgrade 3.0T | MR | MR + TM |  | 2 | 8 |  |  | CS_060,CSIP,HEL,MOBI,SYSINT,TechMax_MR_PLus,TechMax_MR_Pro | CS_BRZ_060,EASYSWITCH,RELO,TechMax_MR_CDAS_Plus
MR | 782144 | SmartPath to Ingenia Elition X | MR | MR + TM |  | 2 | 8 |  |  | CS_060,CSIP,HEL,MOBI,SYSINT,TechMax_MR_PLus,TechMax_MR_Pro | CS_BRZ_060,EASYSWITCH,RELO,TechMax_MR_CDAS_Plus
MR | 782145 | SmartPath to dStream for 3.0T | MR | MR + TM |  | 1 | 0 |  |  | CS_060,CSIP,HEL,MOBI,SYSINT,TechMax_MR_PLus,TechMax_MR_Pro | CS_BRZ_060,EASYSWITCH,RELO,TechMax_MR_CDAS_Plus
MR | 782146 | SmartPath to dStream for 1.5T | MR | MR + TM |  | 1 | 0 |  |  | CS_060,CSIP,HEL,MOBI,SYSINT,TechMax_MR_PLus,TechMax_MR_Pro | CS_BRZ_060,EASYSWITCH,RELO,TechMax_MR_CDAS_Plus
MR | 782148 | Evolution upgrade 1.5T | MR | MR + TM |  | 2 | 8 |  |  | CS_060,CSIP,HEL,MOBI,SYSINT,TechMax_MR_PLus,TechMax_MR_Pro | CS_BRZ_060,EASYSWITCH,RELO,TechMax_MR_CDAS_Plus
MR | 782150 | Ingenia Elition S | MR | MR + TM |  | 1 | 0 |  |  | CS_060,CSIP,HEL,SYSINT,TechMax_MR_PLus,TechMax_MR_Pro | CS_BRZ_060,EASYSWITCH,MOBI,RELO,TechMax_MR_CDAS_Plus
MR | 782151 | Ingenia Elition X | MR | MR + TM |  | 1 | 0 |  |  | CS_060,CSIP,HEL,SYSINT,TechMax_MR_PLus,TechMax_MR_Pro | CS_BRZ_060,EASYSWITCH,MOBI,RELO,TechMax_MR_CDAS_Plus
MR | 782152 | MR 5300 | MR | MR + TM |  | 0 | 0 |  |  | CS_060,CS_BRZ_060,CSIP,EASYSWITCH,MOBI,RELO,SYSINT,TechMax_MR_PLus,TechMax_MR_Pro | HEL,TechMax_MR_CDAS_Plus
MR | 782153 | MR 7700 | MR | MR + TM |  | 1 | 0 |  |  | CS_060,CSIP,HEL,SYSINT,TechMax_MR_PLus,TechMax_MR_Pro | CS_BRZ_060,EASYSWITCH,MOBI,RELO,TechMax_MR_CDAS_Plus
MR | 782155 | MR 7700 | MR | MR + TM |  | 1 | 0 |  |  | CS_060,CSIP,HEL,SYSINT,TechMax_MR_PLus,TechMax_MR_Pro | CS_BRZ_060,EASYSWITCH,MOBI,RELO,TechMax_MR_CDAS_Plus
MR | 782156 | MR 5300 | MR | MR + TM |  | 2 | 8 |  |  | CS_060,CS_BRZ_060,CSIP,EASYSWITCH,MOBI,RELO,SYSINT,TechMax_MR_PLus,TechMax_MR_Pro | HEL,TechMax_MR_CDAS_Plus
MR | 782157 | Ingenia Elition S | MR | MR + TM |  | 2 | 8 |  |  | CS_060,CSIP,HEL,SYSINT,TechMax_MR_PLus,TechMax_MR_Pro | CS_BRZ_060,EASYSWITCH,MOBI,RELO,TechMax_MR_CDAS_Plus
MR | 782158 | Ingenia Elition X | MR | MR + TM |  | 2 | 8 |  |  | CS_060,CSIP,HEL,SYSINT,TechMax_MR_PLus,TechMax_MR_Pro | CS_BRZ_060,EASYSWITCH,MOBI,RELO,TechMax_MR_CDAS_Plus
MR | 782159 | Ingenia Ambition S | MR | MR + TM |  | 2 | 8 |  |  | CS_060,CSIP,EASYSWITCH,MOBI,RELO,SYSINT,TechMax_MR_PLus,TechMax_MR_Pro | CS_BRZ_060,HEL,TechMax_MR_CDAS_Plus
MR | 782160 | Ingenia Ambition X | MR | MR + TM |  | 2 | 8 |  |  | CS_060,CSIP,EASYSWITCH,MOBI,RELO,SYSINT,TechMax_MR_PLus,TechMax_MR_Pro | CS_BRZ_060,HEL,TechMax_MR_CDAS_Plus
MR | 782161 | Upgrades dStream to R12 | MR | MR |  | 0 | 0
MR | 782162 | Evolution upgrade 3.0T | MR | MR + TM |  | 0 | 0 |  |  | CS_060,CSIP,HEL,MOBI,SYSINT,TechMax_MR_PLus,TechMax_MR_Pro | CS_BRZ_060,EASYSWITCH,RELO,TechMax_MR_CDAS_Plus
MR | 782163 | SmartPath to Ingenia Elition X | MR | MR + TM |  | 2 | 8 |  |  | CS_060,CSIP,HEL,MOBI,SYSINT,TechMax_MR_PLus,TechMax_MR_Pro | CS_BRZ_060,EASYSWITCH,RELO,TechMax_MR_CDAS_Plus
MR | 782164 | SmartPath to dStream for XR and 3.0T | MR | MR + TM |  | 2 | 8 |  |  | CS_060,CSIP,HEL,MOBI,SYSINT,TechMax_MR_PLus,TechMax_MR_Pro | CS_BRZ_060,EASYSWITCH,RELO,TechMax_MR_CDAS_Plus
MR | 782165 | SmartPath to dStream for 1.5T | MR | MR + TM |  | 0 | 0 |  |  | CS_060,CSIP,HEL,MOBI,SYSINT,TechMax_MR_PLus,TechMax_MR_Pro | CS_BRZ_060,EASYSWITCH,RELO,TechMax_MR_CDAS_Plus
MR | 782166 | Evolution upgrade 1.5T | MR | MR + TM |  | 2 | 8 |  |  | CS_060,HEL,MOBI,SYSINT,TechMax_MR_PLus,TechMax_MR_Pro | CS_BRZ_060,CSIP,EASYSWITCH,RELO,TechMax_MR_CDAS_Plus
MR | 782167 | Upgrade to MR 7700 | MR | MR + TM |  | 1 | 0 |  |  | CS_060,CSIP,HEL,SYSINT,TechMax_MR_PLus,TechMax_MR_Pro | CS_BRZ_060,EASYSWITCH,MOBI,RELO,TechMax_MR_CDAS_Plus
MR | 782178 | SmartPath to MR 7700 | MR | MR + TM |  | 0 | 0 |  |  | CS_060,CSIP,HEL,SYSINT,TechMax_MR_PLus,TechMax_MR_Pro | CS_BRZ_060,EASYSWITCH,MOBI,RELO,TechMax_MR_CDAS_Plus
MR | 782180 | Ingenia Elition S | MR | MR |  | 2 | 8 |  |  | CS_060,CSIP,HEL,SYSINT | CS_BRZ_060,EASYSWITCH,MOBI,RELO,TechMax_MR_CDAS_Plus,TechMax_MR_PLus,TechMax_MR_Pro
MR | 782181 | Ingenia Elition X | MR | MR |  | 2 | 8 |  |  | CS_060,CSIP,HEL,SYSINT | CS_BRZ_060,EASYSWITCH,MOBI,RELO,TechMax_MR_CDAS_Plus,TechMax_MR_PLus,TechMax_MR_Pro
MR | 782185 | Blueseal SE | MR | MR + TM |  | 0 | 0 |  |  | CS_060,CSIP,EASYSWITCH,MOBI,RELO,SYSINT,TechMax_MR_PLus,TechMax_MR_Pro | CS_BRZ_060,HEL,TechMax_MR_CDAS_Plus
MR | 782186 | Blueseal XE | MR | MR + TM |  | 0 | 0 |  |  | CS_060,CSIP,EASYSWITCH,MOBI,SYSINT,TechMax_MR_PLus,TechMax_MR_Pro | CS_BRZ_060,HEL,RELO,TechMax_MR_CDAS_Plus
MR | 782192 | BlueSeal XE | MR | MR + TM |  | 0 | 0 |  |  | CS_060,CSIP,EASYSWITCH,MOBI,RELO,SYSINT,TechMax_MR_PLus,TechMax_MR_Pro | CS_BRZ_060,HEL,TechMax_MR_CDAS_Plus
MR | 782193 | BlueSeal SE | MR | MR + TM |  | 0 | 0 |  |  | CS_060,CSIP,EASYSWITCH,MOBI,RELO,SYSINT,TechMax_MR_PLus,TechMax_MR_Pro | CS_BRZ_060,HEL,TechMax_MR_CDAS_Plus
MR | 782194 | Ingenia Ambition S | MR | MR + TM |  | 2 | 8 |  |  | CS_060,CSIP,EASYSWITCH,MOBI,RELO,SYSINT,TechMax_MR_PLus,TechMax_MR_Pro | CS_BRZ_060,HEL,TechMax_MR_CDAS_Plus
MR | 782195 | Ingenia Ambition X | MR | MR + TM |  | 2 | 8 |  |  | CS_060,CSIP,EASYSWITCH,MOBI,RELO,SYSINT,TechMax_MR_PLus,TechMax_MR_Pro | CS_BRZ_060,HEL,TechMax_MR_CDAS_Plus
MR | 782196 | MR 5300 | MR | MR + TM |  | 2 | 8 |  |  | CS_060,CS_BRZ_060,CSIP,EASYSWITCH,MOBI,RELO,SYSINT,TechMax_MR_PLus,TechMax_MR_Pro | HEL,TechMax_MR_CDAS_Plus
MR | 782197 | Ingenia Elition S | MR | MR + TM |  | 2 | 8 |  |  | CS_060,CSIP,HEL,SYSINT,TechMax_MR_PLus,TechMax_MR_Pro | CS_BRZ_060,EASYSWITCH,MOBI,RELO,TechMax_MR_CDAS_Plus
MR | 782198 | Ingenia Elition X | MR | MR + TM |  | 2 | 8 |  |  | CS_060,CSIP,HEL,SYSINT,TechMax_MR_PLus,TechMax_MR_Pro | CS_BRZ_060,EASYSWITCH,MOBI,RELO,TechMax_MR_CDAS_Plus
MR | 782199 | MR 7700 | MR | MR + TM |  | 2 | 8 |  |  | CS_060,CSIP,HEL,SYSINT,TechMax_MR_PLus,TechMax_MR_Pro | CS_BRZ_060,EASYSWITCH,MOBI,RELO,TechMax_MR_CDAS_Plus
MR | 782201 | Evolution upgrade 1.5T | MR | MR + TM |  | 2 | 8 |  |  | CS_060,CSIP,HEL,MOBI,SYSINT,TechMax_MR_PLus,TechMax_MR_Pro | CS_BRZ_060,EASYSWITCH,RELO,TechMax_MR_CDAS_Plus
MR | 782202 | Evolution upgrade 3.0T | MR | MR + TM |  | 0 | 0 |  |  | CS_060,CSIP,HEL,MOBI,SYSINT,TechMax_MR_PLus,TechMax_MR_Pro | CS_BRZ_060,EASYSWITCH,RELO,TechMax_MR_CDAS_Plus
MR | 782204 | SmartPath to Ingenia Elition X | MR | MR + TM |  | 2 | 8 |  |  | CS_060,CSIP,HEL,MOBI,SYSINT,TechMax_MR_PLus,TechMax_MR_Pro | CS_BRZ_060,EASYSWITCH,RELO,TechMax_MR_CDAS_Plus
MR | 782206 | Upgrade to MR 7700 | MR | MR + TM |  | 2 | 8 |  |  | CS_060,CSIP,HEL,SYSINT,TechMax_MR_PLus,TechMax_MR_Pro | CS_BRZ_060,EASYSWITCH,MOBI,RELO,TechMax_MR_CDAS_Plus
MR | 782207 | SmartPath to MR 7700 | MR | MR + TM |  | 2 | 8 |  |  | CS_060,CSIP,HEL,SYSINT,TechMax_MR_PLus,TechMax_MR_Pro | CS_BRZ_060,EASYSWITCH,MOBI,RELO,TechMax_MR_CDAS_Plus
MR | 782300 | RF Coils 1.5T and Biopsy kits | MR | MR |  | 0 | 0 |  |  | CS_060
MR | 782301 | RF Coils 3.0T and Biopsy kits | MR | MR |  | 0 | 0 |  |  | CS_060
MR | 784003 | DynaCAD systems | MR | MR |  | 0 | 0
MR | 784005 | SensaVue | MR | MR |  | 0 | 0
MR | 784006 | DynaSuite Neuro | MR | MR |  | 0 | 0
MR | 784008 | Dyna Trims | MR | MR |  | 0 | 0
MR | 784012 | UroNav release 2 | MR | MR |  | 1 | 4 |  |  |  | CS_060,CS_BRZ_060,CSIP,EASYSWITCH,HEL,MOBI,RELO,SYSINT,TechMax_MR_CDAS_Plus,TechMax_MR_PLus,TechMax_MR_Pro
MR | 784017 | DynaCAD R3.5 System | MR | MR |  | 0 | 0
MR | 784026 | UroNav R3 System | MR | MR |  | 1 | 4 |  |  |  | CS_060,CS_BRZ_060,CSIP,EASYSWITCH,HEL,MOBI,RELO,SYSINT,TechMax_MR_CDAS_Plus,TechMax_MR_PLus,TechMax_MR_Pro
MR | 784027 | DynaCAD 4 systems | MR | MR |  | 0 | 0
MR | 784031 | DynaCAD 4.0 Add options | MR | MR |  | 0 | 0
MR | 889200 | Diamond Select Intera1.5T 6ch | MR | MR |  | 2 | 8 |  |  | CS_060,CSIP,HEL,SYSINT | CS_BRZ_060,EASYSWITCH,MOBI,RELO,TechMax_MR_CDAS_Plus,TechMax_MR_PLus,TechMax_MR_Pro
MR | 889204 | Diamond Select Achieva 3.0T | MR | MR |  | 2 | 8 |  |  | CS_060,HEL,SYSINT | CS_BRZ_060,CSIP,EASYSWITCH,MOBI,RELO,TechMax_MR_CDAS_Plus,TechMax_MR_PLus,TechMax_MR_Pro
MR | 889205 | Diamond Select Achieva 1.5T | MR | MR |  | 1 | 0 |  |  | CS_060,CSIP,HEL,SYSINT | CS_BRZ_060,EASYSWITCH,MOBI,RELO,TechMax_MR_CDAS_Plus,TechMax_MR_PLus,TechMax_MR_Pro
MR | 889206 | Diamond Select Intera 3.0T | MR | MR |  | 1 | 0 |  |  | CS_060,HEL,SYSINT | CS_BRZ_060,CSIP,EASYSWITCH,MOBI,RELO,TechMax_MR_CDAS_Plus,TechMax_MR_PLus,TechMax_MR_Pro
MR | 889210 | Diamond Select Intera 1.5T 8ch | MR | MR |  | 2 | 8 |  |  | CS_060,HEL,SYSINT | CS_BRZ_060,CSIP,EASYSWITCH,MOBI,RELO,TechMax_MR_CDAS_Plus,TechMax_MR_PLus,TechMax_MR_Pro
MR | 889212 | Diamond Select Panorama HFO | MR | MR |  | 2 | 8 |  |  | CS_060,HEL,SYSINT | CS_BRZ_060,CSIP,EASYSWITCH,MOBI,RELO,TechMax_MR_CDAS_Plus,TechMax_MR_PLus,TechMax_MR_Pro
MR | 889213 | Achieva 1.5T Diamond Select Advance | MR | MR |  | 1 | 0 |  |  | CS_060,HEL,SYSINT | CS_BRZ_060,CSIP,EASYSWITCH,MOBI,RELO,TechMax_MR_CDAS_Plus,TechMax_MR_PLus,TechMax_MR_Pro
MR | 889219 | Diamond Select Achieva 1.5T SE | MR | MR |  | 0 | 0 |  |  | CS_060,CSIP,HEL,SYSINT | CS_BRZ_060,EASYSWITCH,MOBI,RELO,TechMax_MR_CDAS_Plus,TechMax_MR_PLus,TechMax_MR_Pro
MR | 889221 | Achieva dStream 1.5T - DS Advance | MR | MR + TM |  | 2 | 8 |  |  | CS_060,CSIP,HEL,SYSINT,TechMax_MR_PLus | CS_BRZ_060,EASYSWITCH,MOBI,RELO,TechMax_MR_CDAS_Plus,TechMax_MR_Pro
MR | 889222 | Achieva dStream 3.0T - DS Advance | MR | MR + TM |  | 2 | 8 |  |  | CS_060,CSIP,HEL,SYSINT,TechMax_MR_PLus | CS_BRZ_060,EASYSWITCH,MOBI,RELO,TechMax_MR_CDAS_Plus,TechMax_MR_Pro
MR | 889223 | Ingenia 1.5T - DS Advance | MR | MR + TM |  | 2 | 8 |  |  | CS_060,CSIP,HEL,SYSINT,TechMax_MR_PLus | CS_BRZ_060,EASYSWITCH,MOBI,RELO,TechMax_MR_CDAS_Plus,TechMax_MR_Pro
MR | 889224 | Ingenia 3.0T - D.S. Advance | MR | MR + TM |  | 2 | 8 |  |  | CS_060,CSIP,HEL,SYSINT,TechMax_MR_PLus | CS_BRZ_060,EASYSWITCH,MOBI,RELO,TechMax_MR_CDAS_Plus,TechMax_MR_Pro
MR | 889225 | Ingenia 1,5T Circular Edition | MR | MR + TM |  | 1 | 0 |  |  | CS_060,CSIP,HEL,SYSINT,TechMax_MR_PLus,TechMax_MR_Pro | CS_BRZ_060,EASYSWITCH,MOBI,RELO,TechMax_MR_CDAS_Plus
MR | 889226 | Ingenia 3,0T Circular Edition | MR | MR + TM |  | 1 | 0 |  |  | CS_060,CSIP,HEL,SYSINT,TechMax_MR_PLus,TechMax_MR_Pro | CS_BRZ_060,EASYSWITCH,MOBI,RELO,TechMax_MR_CDAS_Plus
MR | 889228 | Achieva dStream 3.0T Circular Edition | MR | MR + TM |  | 1 | 0 |  |  | CS_060,CSIP,HEL,SYSINT,TechMax_MR_PLus | CS_BRZ_060,EASYSWITCH,MOBI,RELO,TechMax_MR_CDAS_Plus,TechMax_MR_Pro
MR | 889232 | Ingenia Elition S/X Circular Edition | MR | MR + TM |  | 1 | 2 |  |  | CS_060,CSIP,HEL,SYSINT,TechMax_MR_PLus | CS_BRZ_060,EASYSWITCH,MOBI,RELO,TechMax_MR_CDAS_Plus,TechMax_MR_Pro
MR | 889233 | Ingenia Ambition S/X Circular Edition | MR | MR + TM |  | 1 | 0 |  |  | CS_060,CSIP,EASYSWITCH,SYSINT,TechMax_MR_PLus | CS_BRZ_060,HEL,MOBI,RELO,TechMax_MR_CDAS_Plus,TechMax_MR_Pro
MR | 989801000012 | RILEVATORE OSSIGENO | MR | MR |  | 1 | 3 |  |  |  | CS_060,CS_BRZ_060,CSIP,EASYSWITCH,HEL,MOBI,RELO,SYSINT,TechMax_MR_CDAS_Plus,TechMax_MR_PLus,TechMax_MR_Pro
MR | 989801000500 | RF Cage fpr MR | MR | MR |  | 1 | 3 |  |  |  | CS_060,CS_BRZ_060,CSIP,EASYSWITCH,HEL,MOBI,RELO,SYSINT,TechMax_MR_CDAS_Plus,TechMax_MR_PLus,TechMax_MR_Pro
MR | 989801000501 | RF Cage fpr MR | MR | MR |  | 1 | 3 |  |  |  | CS_060,CS_BRZ_060,CSIP,EASYSWITCH,HEL,MOBI,RELO,SYSINT,TechMax_MR_CDAS_Plus,TechMax_MR_PLus,TechMax_MR_Pro
MR | 989801000502 | Oxygen detector | MR | MR |  | 1 | 3 |  |  |  | CS_060,CS_BRZ_060,CSIP,EASYSWITCH,HEL,MOBI,RELO,SYSINT,TechMax_MR_CDAS_Plus,TechMax_MR_PLus,TechMax_MR_Pro
MR | 989801000608 | Medrad Iniettore Spectris SMR 200 | MR | MR |  | 1 | 3 |  |  |  | CS_060,CS_BRZ_060,CSIP,EASYSWITCH,HEL,MOBI,RELO,SYSINT,TechMax_MR_CDAS_Plus,TechMax_MR_PLus,TechMax_MR_Pro
MR | 989801000614 | Oxygen detector | MR | MR |  | 1 | 3 |  |  |  | CS_060,CS_BRZ_060,CSIP,EASYSWITCH,HEL,MOBI,RELO,SYSINT,TechMax_MR_CDAS_Plus,TechMax_MR_PLus,TechMax_MR_Pro
MR | 989801000615 | CAGE FOR MR 00497 | MR | MR |  | 1 | 3 |  |  |  | CS_060,CS_BRZ_060,CSIP,EASYSWITCH,HEL,MOBI,RELO,SYSINT,TechMax_MR_CDAS_Plus,TechMax_MR_PLus,TechMax_MR_Pro
MR | 989801000619 | CAGE FOR MR 00514 | MR | MR |  | 1 | 3 |  |  |  | CS_060,CS_BRZ_060,CSIP,EASYSWITCH,HEL,MOBI,RELO,SYSINT,TechMax_MR_CDAS_Plus,TechMax_MR_PLus,TechMax_MR_Pro
MR | 989801000625 | OXYGEN MONITOR | MR | MR |  | 1 | 3 |  |  |  | CS_060,CS_BRZ_060,CSIP,EASYSWITCH,HEL,MOBI,RELO,SYSINT,TechMax_MR_CDAS_Plus,TechMax_MR_PLus,TechMax_MR_Pro
MR | 989801000654 | CAGE FOR MR 0209 | MR | MR |  | 1 | 3 |  |  |  | CS_060,CS_BRZ_060,CSIP,EASYSWITCH,HEL,MOBI,RELO,SYSINT,TechMax_MR_CDAS_Plus,TechMax_MR_PLus,TechMax_MR_Pro
MR | 989801000671 | CAGE FOR MR 0337 | MR | MR |  | 1 | 3 |  |  |  | CS_060,CS_BRZ_060,CSIP,EASYSWITCH,HEL,MOBI,RELO,SYSINT,TechMax_MR_CDAS_Plus,TechMax_MR_PLus,TechMax_MR_Pro
MR | 989801000684 | OXYGEN MONITOR | MR | MR |  | 1 | 3 |  |  |  | CS_060,CS_BRZ_060,CSIP,EASYSWITCH,HEL,MOBI,RELO,SYSINT,TechMax_MR_CDAS_Plus,TechMax_MR_PLus,TechMax_MR_Pro
MR | 989801000928 | GABBIA PROTEZIONE RF PER RM | MR | MR |  | 1 | 3 |  |  |  | CS_060,CS_BRZ_060,CSIP,EASYSWITCH,HEL,MOBI,RELO,SYSINT,TechMax_MR_CDAS_Plus,TechMax_MR_PLus,TechMax_MR_Pro
MR | 989801000936 | GABBIA RF HAMACO PER MR | MR | MR |  | 1 | 3 |  |  |  | CS_060,CS_BRZ_060,CSIP,EASYSWITCH,HEL,MOBI,RELO,SYSINT,TechMax_MR_CDAS_Plus,TechMax_MR_PLus,TechMax_MR_Pro
MR | 989801000973 | Medrad Iniettore Solaris | MR | MR |  | 1 | 3 |  |  |  | CS_060,CS_BRZ_060,CSIP,EASYSWITCH,HEL,MOBI,RELO,SYSINT,TechMax_MR_CDAS_Plus,TechMax_MR_PLus,TechMax_MR_Pro
MR | 989801000987 | GABBIA PROTEZIONE RF PER MR | MR | MR |  | 1 | 3 |  |  |  | CS_060,CS_BRZ_060,CSIP,EASYSWITCH,HEL,MOBI,RELO,SYSINT,TechMax_MR_CDAS_Plus,TechMax_MR_PLus,TechMax_MR_Pro
MR | 989801001071 | GABBIA RF IN ALLUMINIO | MR | MR |  | 1 | 3 |  |  |  | CS_060,CS_BRZ_060,CSIP,EASYSWITCH,HEL,MOBI,RELO,SYSINT,TechMax_MR_CDAS_Plus,TechMax_MR_PLus,TechMax_MR_Pro
MR | 989801001154 | Ulrich Iniettore Mississippi | MR | MR |  | 1 | 3 |  |  |  | CS_060,CS_BRZ_060,CSIP,EASYSWITCH,HEL,MOBI,RELO,SYSINT,TechMax_MR_CDAS_Plus,TechMax_MR_PLus,TechMax_MR_Pro
MR | 989801001301 | GABBIA RF RAME | MR | MR |  | 1 | 3 |  |  |  | CS_060,CS_BRZ_060,CSIP,EASYSWITCH,HEL,MOBI,RELO,SYSINT,TechMax_MR_CDAS_Plus,TechMax_MR_PLus,TechMax_MR_Pro
MR | 989801001311 | RILEVATORE UMIDITA'/TEMPERATURA | MR | MR |  | 1 | 3 |  |  |  | CS_060,CS_BRZ_060,CSIP,EASYSWITCH,HEL,MOBI,RELO,SYSINT,TechMax_MR_CDAS_Plus,TechMax_MR_PLus,TechMax_MR_Pro
MR | 989801001328 | GABBIA RF (IMEDCO) | MR | MR |  | 1 | 3 |  |  |  | CS_060,CS_BRZ_060,CSIP,EASYSWITCH,HEL,MOBI,RELO,SYSINT,TechMax_MR_CDAS_Plus,TechMax_MR_PLus,TechMax_MR_Pro
MR | 989801001355 | GABBIA RF ALLUMINIO | MR | MR |  | 1 | 3 |  |  |  | CS_060,CS_BRZ_060,CSIP,EASYSWITCH,HEL,MOBI,RELO,SYSINT,TechMax_MR_CDAS_Plus,TechMax_MR_PLus,TechMax_MR_Pro
MR | 989801001394 | GABBIA RF ITEL | MR | MR |  | 1 | 3 |  |  |  | CS_060,CS_BRZ_060,CSIP,EASYSWITCH,HEL,MOBI,RELO,SYSINT,TechMax_MR_CDAS_Plus,TechMax_MR_PLus,TechMax_MR_Pro
MR | 989801001558 | GABBIA RF IMEDCO | MR | MR |  | 1 | 3 |  |  |  | CS_060,CS_BRZ_060,CSIP,EASYSWITCH,HEL,MOBI,RELO,SYSINT,TechMax_MR_CDAS_Plus,TechMax_MR_PLus,TechMax_MR_Pro
MR | 989801001618 | Medrad Iniettore Spectris Solaris EP SSM | MR | MR |  | 1 | 3 |  |  |  | CS_060,CS_BRZ_060,CSIP,EASYSWITCH,HEL,MOBI,RELO,SYSINT,TechMax_MR_CDAS_Plus,TechMax_MR_PLus,TechMax_MR_Pro
MR | 989801001673 | GABBIA RF SCHERMATURA E PREP.AE | MR | MR |  | 1 | 3 |  |  |  | CS_060,CS_BRZ_060,CSIP,EASYSWITCH,HEL,MOBI,RELO,SYSINT,TechMax_MR_CDAS_Plus,TechMax_MR_PLus,TechMax_MR_Pro
MR | 989801001758 | Acist Iniettore RM - Empower MR | MR | MR |  | 1 | 3 |  |  |  | CS_060,CS_BRZ_060,CSIP,EASYSWITCH,HEL,MOBI,RELO,SYSINT,TechMax_MR_CDAS_Plus,TechMax_MR_PLus,TechMax_MR_Pro
MR | 989801001774 | Medrad Iniettore Spectris Solaris EP SSM | MR | MR |  | 1 | 3 |  |  |  | CS_060,CS_BRZ_060,CSIP,EASYSWITCH,HEL,MOBI,RELO,SYSINT,TechMax_MR_CDAS_Plus,TechMax_MR_PLus,TechMax_MR_Pro
MR | 989801001823 | Medrad iniettore Solaris | MR | MR |  | 1 | 3 |  |  |  | CS_060,CS_BRZ_060,CSIP,EASYSWITCH,HEL,MOBI,RELO,SYSINT,TechMax_MR_CDAS_Plus,TechMax_MR_PLus,TechMax_MR_Pro
MR | 989801001865 | MODIFICA GABBIA RF | MR | MR |  | 1 | 3 |  |  |  | CS_060,CS_BRZ_060,CSIP,EASYSWITCH,HEL,MOBI,RELO,SYSINT,TechMax_MR_CDAS_Plus,TechMax_MR_PLus,TechMax_MR_Pro
MR | 989801002083 | Medrad Iniettore Solaris | MR | MR |  | 1 | 3 |  |  |  | CS_060,CS_BRZ_060,CSIP,EASYSWITCH,HEL,MOBI,RELO,SYSINT,TechMax_MR_CDAS_Plus,TechMax_MR_PLus,TechMax_MR_Pro
MR | 989801002092 | Liebel Flarsheim Iniettore Optistar Elit | MR | MR |  | 1 | 3 |  |  |  | CS_060,CS_BRZ_060,CSIP,EASYSWITCH,HEL,MOBI,RELO,SYSINT,TechMax_MR_CDAS_Plus,TechMax_MR_PLus,TechMax_MR_Pro
MR | 989801002096 | MODIFICA GABBIA RF | MR | MR |  | 1 | 3 |  |  |  | CS_060,CS_BRZ_060,CSIP,EASYSWITCH,HEL,MOBI,RELO,SYSINT,TechMax_MR_CDAS_Plus,TechMax_MR_PLus,TechMax_MR_Pro
MR | 989801002100 | ADEGUAMENTO GABBIA RF | MR | MR |  | 1 | 3 |  |  |  | CS_060,CS_BRZ_060,CSIP,EASYSWITCH,HEL,MOBI,RELO,SYSINT,TechMax_MR_CDAS_Plus,TechMax_MR_PLus,TechMax_MR_Pro
MR | 989801002135 | Medrad Iniettore Solaris | MR | MR |  | 1 | 3 |  |  |  | CS_060,CS_BRZ_060,CSIP,EASYSWITCH,HEL,MOBI,RELO,SYSINT,TechMax_MR_CDAS_Plus,TechMax_MR_PLus,TechMax_MR_Pro
MR | 989801002200 | ADEGUAMENTO GABBIA IMEDCO X AMBIENT LIG | MR | MR |  | 1 | 3 |  |  |  | CS_060,CS_BRZ_060,CSIP,EASYSWITCH,HEL,MOBI,RELO,SYSINT,TechMax_MR_CDAS_Plus,TechMax_MR_PLus,TechMax_MR_Pro
MR | 989801002202 | ADEGUAMENTO GABBIA RF | MR | MR |  | 1 | 3 |  |  |  | CS_060,CS_BRZ_060,CSIP,EASYSWITCH,HEL,MOBI,RELO,SYSINT,TechMax_MR_CDAS_Plus,TechMax_MR_PLus,TechMax_MR_Pro
MR | 989801002207 | GABBIA RF SCHUTZE TECHNIQUE | MR | MR |  | 1 | 3 |  |  |  | CS_060,CS_BRZ_060,CSIP,EASYSWITCH,HEL,MOBI,RELO,SYSINT,TechMax_MR_CDAS_Plus,TechMax_MR_PLus,TechMax_MR_Pro
MR | 989801002329 | GABBIA MORVIDUCCI | MR | MR |  | 1 | 3 |  |  |  | CS_060,CS_BRZ_060,CSIP,EASYSWITCH,HEL,MOBI,RELO,SYSINT,TechMax_MR_CDAS_Plus,TechMax_MR_PLus,TechMax_MR_Pro
MR | 989801002365 | INIETTORE SPECTRIS MR SMR 200 10 | MR | MR |  | 1 | 3 |  |  |  | CS_060,CS_BRZ_060,CSIP,EASYSWITCH,HEL,MOBI,RELO,SYSINT,TechMax_MR_CDAS_Plus,TechMax_MR_PLus,TechMax_MR_Pro
MR | 989801002406 | Centralina O2 Sensitron mod. STPL4 | MR | MR |  | 1 | 3 |  |  |  | CS_060,CS_BRZ_060,CSIP,EASYSWITCH,HEL,MOBI,RELO,SYSINT,TechMax_MR_CDAS_Plus,TechMax_MR_PLus,TechMax_MR_Pro
MR | 989801003005 | GABBIA RF | MR | MR |  | 1 | 3 |  |  |  | CS_060,CS_BRZ_060,CSIP,EASYSWITCH,HEL,MOBI,RELO,SYSINT,TechMax_MR_CDAS_Plus,TechMax_MR_PLus,TechMax_MR_Pro
MR | 989801003055 | RIVELAT.OSSIGENO (SICOR/SURECO) | MR | MR |  | 1 | 3 |  |  |  | CS_060,CS_BRZ_060,CSIP,EASYSWITCH,HEL,MOBI,RELO,SYSINT,TechMax_MR_CDAS_Plus,TechMax_MR_PLus,TechMax_MR_Pro
MR | 989801003062 | GABBIA PROTEZIONE RF PER RM | MR | MR |  | 1 | 3 |  |  |  | CS_060,CS_BRZ_060,CSIP,EASYSWITCH,HEL,MOBI,RELO,SYSINT,TechMax_MR_CDAS_Plus,TechMax_MR_PLus,TechMax_MR_Pro
MR | 989801003076 | GABBIA (PMMS) | MR | MR |  | 1 | 3 |  |  |  | CS_060,CS_BRZ_060,CSIP,EASYSWITCH,HEL,MOBI,RELO,SYSINT,TechMax_MR_CDAS_Plus,TechMax_MR_PLus,TechMax_MR_Pro
MR | 989801050866 | Luci led x Gabbia RF | MR | MR |  | 1 | 3 |  |  |  | CS_060,CS_BRZ_060,CSIP,EASYSWITCH,HEL,MOBI,RELO,SYSINT,TechMax_MR_CDAS_Plus,TechMax_MR_PLus,TechMax_MR_Pro
MR | 989801050972 | Iniettore Solaris | MR | MR |  | 1 | 3 |  |  |  | CS_060,CS_BRZ_060,CSIP,EASYSWITCH,HEL,MOBI,RELO,SYSINT,TechMax_MR_CDAS_Plus,TechMax_MR_PLus,TechMax_MR_Pro
MR | 989801051137 | GABBIA RF E ACCESSORI | MR | MR |  | 1 | 3 |  |  |  | CS_060,CS_BRZ_060,CSIP,EASYSWITCH,HEL,MOBI,RELO,SYSINT,TechMax_MR_CDAS_Plus,TechMax_MR_PLus,TechMax_MR_Pro
MR | 989801051186 | MD/INIETTORE SOLARIS EP | MR | MR |  | 1 | 3 |  |  |  | CS_060,CS_BRZ_060,CSIP,EASYSWITCH,HEL,MOBI,RELO,SYSINT,TechMax_MR_CDAS_Plus,TechMax_MR_PLus,TechMax_MR_Pro
MR | 989801051232 | GABBIA RF | MR | MR |  | 1 | 3 |  |  |  | CS_060,CS_BRZ_060,CSIP,EASYSWITCH,HEL,MOBI,RELO,SYSINT,TechMax_MR_CDAS_Plus,TechMax_MR_PLus,TechMax_MR_Pro
MR | 989801051253 | Adeguamento centralina | MR | MR |  | 1 | 3 |  |  |  | CS_060,CS_BRZ_060,CSIP,EASYSWITCH,HEL,MOBI,RELO,SYSINT,TechMax_MR_CDAS_Plus,TechMax_MR_PLus,TechMax_MR_Pro
MR | 989801051270 | ADEGUAMENTO GABBIA | MR | MR |  | 1 | 3 |  |  |  | CS_060,CS_BRZ_060,CSIP,EASYSWITCH,HEL,MOBI,RELO,SYSINT,TechMax_MR_CDAS_Plus,TechMax_MR_PLus,TechMax_MR_Pro
MR | 989801051284 | ADEGUAMENTO GABBIA | MR | MR |  | 1 | 3 |  |  |  | CS_060,CS_BRZ_060,CSIP,EASYSWITCH,HEL,MOBI,RELO,SYSINT,TechMax_MR_CDAS_Plus,TechMax_MR_PLus,TechMax_MR_Pro
MR | 989801051294 | GABBIA RF | MR | MR |  | 1 | 3 |  |  |  | CS_060,CS_BRZ_060,CSIP,EASYSWITCH,HEL,MOBI,RELO,SYSINT,TechMax_MR_CDAS_Plus,TechMax_MR_PLus,TechMax_MR_Pro
MR | 989801051299 | Adeguamento centralina | MR | MR |  | 1 | 3 |  |  |  | CS_060,CS_BRZ_060,CSIP,EASYSWITCH,HEL,MOBI,RELO,SYSINT,TechMax_MR_CDAS_Plus,TechMax_MR_PLus,TechMax_MR_Pro
PETCT | 882160 | GEMINI Dual | PETCT | PETCT |  | 4 | 16 |  |  | CS_020,CS_040_041
PETCT | 882300 | Gemini 16 Slice | PETCT | PETCT |  | 4 | 21.225 |  |  | CS_020,CS_040_041
PETCT | 882350 | Precedence | PETCT | PETCT |  | 4 | 10.35 |  |  | CS_020,CS_040_041
PETCT | 882351 | Precedence 6 slice | PETCT | PETCT |  | 4 | 13.95 |  |  | CS_020,CS_040_041
PETCT | 882370 | EBW NM-CT Processing Workstation | PETCT | PETCT |  | 2 | 3 |  |  |  | CS_020,CS_040_041
PETCT | 882390 | Gemini GXL 6 Slice | PETCT | PETCT |  | 4 | 15.7525 |  |  | CS_020,CS_040_041
PETCT | 882400 | Gemini GXL 10 Slice Configuration | PETCT | PETCT |  | 4 | 14 |  |  | CS_020,CS_040_041
PETCT | 882410 | Gemini GXL 16 Slice | PETCT | PETCT |  | 4 | 15.7525 |  |  | CS_020,CS_040_041
PETCT | 882412 | GEMINI LXL | PETCT | PETCT |  | 2 | 32.5 |  |  | CS_020,CS_040_041
PETCT | 882431 | CardioMD IV | PETCT | PETCT |  | 2 | 6 |  |  | CS_040_041 | CS_020
PETCT | 882438 | TruFlight Select PET/CT | PETCT | PETCT |  | 2 | 42.25 |  |  | CS_020,CS_040_041
PETCT | 882442 | Ingenuity TF PET/CT (RoHS) | PETCT | PETCT |  | 2 | 23.5 |  |  | CS_020,CS_040_041
PETCT | 882446 | Vereos PET/CT | PETCT | PETCT |  | 4 | 11.75 |  |  | CS_020,CS_040_041
PETCT | 882456 | Ingenuity TF PET/CT | PETCT | PETCT |  | 2 | 23.5 |  |  | CS_020,CS_040_041
PETCT | 882470 | Gemini TF 16 w/ TOF Performance | PETCT | PETCT |  | 4 | 15.6825 |  |  | CS_020,CS_040_041
PETCT | 882471 | Gemini TF 64 w/ TOF Performance | PETCT | PETCT |  | 4 | 16.25 |  |  | CS_020,CS_040_041
PETCT | 882473 | Gemini TF Ready | PETCT | PETCT |  | 4 | 16.325 |  |  | CS_020,CS_040_041
PETCT | 882476 | GEMINI TF Big Bore | PETCT | PETCT |  | 4 | 15.3675 |  |  | CS_020,CS_040_041
PETCT | 889467 | Diamond Select Gemini 16 GXL | PETCT | PETCT |  | 2 | 42.25 |  |  | CS_020,CS_040_041
PETCT | 889474 | Diamond Select Gemini TF 64 w/TOF | PETCT | PETCT |  | 4 | 15.5 |  |  | CS_020,CS_040_041
PETCT | 889475 | Diamond Select Gemini TF 16 w/TOF | PETCT | PETCT |  | 4 | 15.5 |  |  | CS_020,CS_040_041
PETCT | 889477 | Diamond Select GEMINI TF Big Bore | PETCT | PETCT |  | 4 | 15.3675 |  |  | CS_020,CS_040_041
PETCT | 889480 | Diamond Select Special Config PET | PETCT | PETCT |  | 4 | 15.7525 |  |  | CS_020,CS_040_041
PETCT | 889484 | Special Delivery PET / CT | PETCT | PETCT |  | 4 | 15.7525 |  |  | CS_020,CS_040_041
PETMR | 882380 | INGENUITY TF PET MR | PETMR | PETMR |  | 4 | 25 |  |  | CS_040_041,CS_060,HEL
RI | 839061 | Unified Core | RI | RI |  | 0 | 0
RI | 839063 | Diagnostic Viewer | RI | RI |  | 0 | 0
RI | 839064 | Enterprise Viewer | RI | RI |  | 0 | 0
RI | 839065 | Workflow Explorer | RI | RI |  | 0 | 0
RI | 839066 | System Configuration Assistant | RI | RI |  | 0 | 0
RI | 839067 | Viewer Configuration Assistant | RI | RI |  | 0 | 0
RI | 839068 | Report Analytics Dashboard | RI | RI |  | 0 | 0
RI | 839069 | RI Analytics Dashboard | RI | RI |  | 0 | 0
RI | 839081 | RI PACS solutions - guidence | RI | RI |  | 0 | 0
RI | 839090 | Broker Core | RI | RI |  | 0 | 0
SPECT | 88202 | Prism 1000 XP/1500 XP/2000 XP/3000 XP | SPECT | SPECT |  | 4 | 6 |  |  | CS_040_041 | CS_020,CS_021_022_032,CSIP
SPECT | 882020 | Forte | SPECT | SPECT |  | 4 | 6 |  |  | CS_040_041 | CS_020,CS_021_022_032,CSIP
SPECT | 882030 | Vertex V60 | SPECT | SPECT |  | 4 | 6 |  |  | CS_040_041 | CS_020,CS_021_022_032,CSIP
SPECT | 882050 | SKYLIGHT | SPECT | SPECT |  | 4 | 7.5 |  |  | CS_040_041,CSIP | CS_020,CS_021_022_032
SPECT | 882060 | ARGUS EPIC | SPECT | SPECT |  | 4 | 2.53 |  |  | CS_040_041 | CS_020,CS_021_022_032,CSIP
SPECT | 882130 | AXIS | SPECT | SPECT |  | 4 | 7.5 |  |  | CS_040_041 | CS_020,CS_021_022_032,CSIP
SPECT | 882140 | IRIX | SPECT | SPECT |  | 4 | 9 |  |  | CS_040_041 | CS_020,CS_021_022_032,CSIP
SPECT | 882150 | MERIDIAN | SPECT | SPECT |  | 2 | 6 |  |  | CS_040_041 | CS_020,CS_021_022_032,CSIP
SPECT | 882170 | CardioMD | SPECT | SPECT |  | 2 | 6 |  |  | CS_040_041 | CS_020,CS_021_022_032,CSIP
SPECT | 882200 | AutoQUANT MD Software Package | SPECT | SPECT |  | 0 | 0 |  |  | CS_040_041 | CS_020,CS_021_022_032,CSIP
SPECT | 882280 | Meridian II | SPECT | SPECT |  | 2 | 6 |  |  | CS_040_041 | CS_020,CS_021_022_032,CSIP
SPECT | 882290 | Forte Jetstream | SPECT | SPECT |  | 4 | 6 |  |  | CS_040_041 | CS_020,CS_021_022_032,CSIP
SPECT | 882310 | Workstation NUK - JetStream / EBW NM/ Workstation (1 Stück) | SPECT | SPECT |  | 0 | 0 |  |  | CS_040_041 | CS_020,CS_021_022_032,CSIP
SPECT | 882320 | Forte Jetstream-AZ | SPECT | SPECT |  | 2 | 12.25 |  |  | CS_040_041 | CS_020,CS_021_022_032,CSIP
SPECT | 882420 | Skylight AZ | SPECT | SPECT |  | 2 | 15.3 |  |  | CS_040_041 | CS_020,CS_021_022_032,CSIP
SPECT | 882450 | CardioMD III | SPECT | SPECT |  | 4 | 2.9425 |  |  | CS_040_041 | CS_020,CS_021_022_032,CSIP
SPECT | 882458 | EBW NM Tiered | SPECT | SPECT |  | 0 | 0 |  |  | CS_040_041 | CS_020,CS_021_022_032,CSIP
SPECT | 882478 | BrightView X | SPECT | SPECT |  | 4 | 7.975 |  |  | CS_040_041 | CS_020,CS_021_022_032,CSIP
SPECT | 882480 | BrightView | SPECT | SPECT |  | 4 | 7.975 |  |  | CS_040_041 | CS_020,CS_021_022_032,CSIP
SPECT | 882482 | BrightView XCT | SPECT | SPECT |  | 4 | 9.6025 |  |  | CS_021_022_032,CS_040_041 | CS_020,CSIP
SPECT | 882488 | EBW NM Special | SPECT | SPECT |  | 0 | 0 |  |  | CS_040_041 | CS_020,CS_021_022_032,CSIP
SPECT | 882489 | EBW NM | SPECT | SPECT |  | 0 | 0 |  |  | CS_040_041 | CS_020,CS_021_022_032,CSIP
SPECT | 88297 | VERTEX / SOLUS / CARDIO | SPECT | SPECT |  | 4 | 6 |  |  | CS_040_041 | CS_020,CS_021_022_032,CSIP
SPECT | 889469 | Diamond Select Cardio MDIII | SPECT | SPECT |  | 4 | 2.9425 |  |  | CS_040_041 | CS_020,CS_021_022_032,CSIP
SPECT | 889470 | Diamond Select BrightView | SPECT | SPECT |  | 4 | 7.975 |  |  | CS_040_041 | CS_020,CS_021_022_032,CSIP
SPECT | 889476 | Diamond Select Special Config SPECT | SPECT | SPECT |  | 4 | 7.975 |  |  | CS_040_041 | CS_020,CS_021_022_032,CSIP
SPECT | 889478 | Diamond Select BrightView XCT | SPECT | SPECT |  | 4 | 9.6025 |  |  | CS_020,CS_021_022_032,CS_040_041 | CSIP
SPECT | 889482 | Diamond Select EBW NM Tiered | SPECT | SPECT |  | 0 | 0 |  |  | CS_040_041 | CS_020,CS_021_022_032,CSIP
SUR | 718074 | BV Endura, rel. 2 | SUR | SUR |  | 2 | 5 |  |  | CS_020,CS_021_022_032,CSIP | CS_210,TechMax,TechMax_SUR_Ess,TechMax_SUR_Plus,TechMax_SUR_Pro
SUR | 718075 | BV Endura R2.3 | SUR | SUR |  | 1 | 5 |  |  | CS_020,CS_021_022_032,CSIP | CS_210,TechMax,TechMax_SUR_Ess,TechMax_SUR_Plus,TechMax_SUR_Pro
SUR | 718076 | Zenition 30 | SUR | SUR + TM |  | 1 | 5 |  |  | CS_020,CS_021_022_032,CSIP,TechMax,TechMax_SUR_Plus,TechMax_SUR_Pro | CS_210,TechMax_SUR_Ess
SUR | 718094 | BV Pulsera, Mobile X-Ray unit | SUR | SUR |  | 2 | 5 |  |  | CS_020,CS_021_022_032,CS_210,CSIP | TechMax,TechMax_SUR_Ess,TechMax_SUR_Plus,TechMax_SUR_Pro
SUR | 718095 | BV Pulsera, rel. 2.3 | SUR | SUR |  | 1 | 5 |  |  | CS_020,CS_021_022_032,CS_210,CSIP | TechMax,TechMax_SUR_Ess,TechMax_SUR_Plus,TechMax_SUR_Pro
SUR | 718096 | Zenition 50 | SUR | SUR + TM |  | 1 | 5 |  |  | CS_020,CS_021_022_032,CS_210,CSIP,TechMax_SUR_Ess,TechMax_SUR_Plus,TechMax_SUR_Pro | TechMax
SUR | 718130 | VERADIUS Mobile C-arm with FD | SUR | SUR |  | 2 | 5 |  |  | CS_020,CS_021_022_032,CS_210,CSIP | TechMax,TechMax_SUR_Ess,TechMax_SUR_Plus,TechMax_SUR_Pro
SUR | 718131 | Veradius | SUR | SUR |  | 1 | 5 |  |  | CS_020,CS_021_022_032,CS_210,CSIP | TechMax,TechMax_SUR_Ess,TechMax_SUR_Plus,TechMax_SUR_Pro
SUR | 718132 | Veradius Unity | SUR | SUR |  | 1 | 5 |  |  | CS_020,CS_021_022_032,CS_210,CSIP | TechMax,TechMax_SUR_Ess,TechMax_SUR_Plus,TechMax_SUR_Pro
SUR | 718133 | Zenition 70 | SUR | SUR + TM |  | 1 | 5 |  |  | CS_020,CS_021_022_032,CS_210,CSIP,TechMax_SUR_Ess,TechMax_SUR_Plus,TechMax_SUR_Pro | TechMax
SUR | 718134 | Zenition 90 | SUR | SUR + TM |  | 1 | 6 |  |  | CS_020,CS_021_022_032,CS_210,CSIP,TechMax_SUR_Ess,TechMax_SUR_Plus | TechMax,TechMax_SUR_Pro
SUR | 718150 | Field Extensions Zenition 50 | SUR | SUR |  | 0 | 0
SUR | 718151 | Field Extensions Zenition 70 | SUR | SUR |  | 0 | 0
SUR | 718201 | Stand-alone Viewforum Surgical W.S. | SUR | SUR |  | 0 | 0 |  |  |  | CS_020,CS_021_022_032,CS_210,CSIP,TechMax,TechMax_SUR_Ess,TechMax_SUR_Plus,TechMax_SUR_Pro
SUR | 718400 | C-ArmImageIntensifier BVVectra | SUR | SUR |  | 1 | 5 |  |  | CS_020,CS_021_022_032,CSIP | CS_210,TechMax,TechMax_SUR_Ess,TechMax_SUR_Plus,TechMax_SUR_Pro
SUR | 718401 | Zenition 10 | SUR | SUR |  | 1 | 5 |  |  | CS_020,CS_021_022_032 | CS_210,CSIP,TechMax,TechMax_SUR_Ess,TechMax_SUR_Plus,TechMax_SUR_Pro
SUR | 889114 | Diamond Select BV Pulsera, rel. 2 | SUR | SUR |  | 1 | 5 |  |  | CS_020,CS_021_022_032,CS_210 | CSIP,TechMax,TechMax_SUR_Ess,TechMax_SUR_Plus,TechMax_SUR_Pro
SUR | 889119 | Diamond Select Veradius | SUR | SUR |  | 2 | 5 |  |  | CS_020,CS_021_022_032,CS_210 | CSIP,TechMax,TechMax_SUR_Ess,TechMax_SUR_Plus,TechMax_SUR_Pro
SUR | 889120 | Diamond Select Veradius Neo | SUR | SUR |  | 1 | 5 |  |  | CS_020,CS_021_022_032,CS_210 | CSIP,TechMax,TechMax_SUR_Ess,TechMax_SUR_Plus,TechMax_SUR_Pro
SUR | 889123 | Veradius Demos | SUR | SUR |  | 1 | 0 |  |  | CS_020,CS_021_022_032,CS_210,CSIP | TechMax,TechMax_SUR_Ess,TechMax_SUR_Plus,TechMax_SUR_Pro
SUR | 889140 | Zenition 50 - CE | SUR | SUR |  | 1 | 5 |  |  | CS_020,CS_021_022_032,CS_210,CSIP | TechMax,TechMax_SUR_Ess,TechMax_SUR_Plus,TechMax_SUR_Pro
SUR | 889150 | Zenition 70 - CE | SUR | SUR |  | 1 | 5 |  |  | CS_020,CS_021_022_032,CS_210,CSIP | TechMax,TechMax_SUR_Ess,TechMax_SUR_Plus,TechMax_SUR_Pro
TPR | 15KVAUPS | 115 KVA PHASE UPS 480 VAC IN/OUT | TPR | TPR-UPS |  | 1 | 1 |  |  | TPR_UPS | TPR_CHILL,TPR_INJ
TPR | 25KVAF480380 | 25KVA 3 PH FLOURO ONLY 480/380 | TPR | TPR-UPS |  | 1 | 1 |  |  | TPR_UPS | TPR_CHILL,TPR_INJ
TPR | 25KVAUPS480 | 25KVA 4200 3 PHASE UPS 480VAC IN/OUT | TPR | TPR-UPS |  | 1 | 1 |  |  | TPR_UPS | TPR_CHILL,TPR_INJ
TPR | 25VAUPS480 | 25KVA 3 PHASE UPS 480VAC IN/OUT | TPR | TPR-UPS |  | 1 | 1 |  |  | TPR_UPS | TPR_CHILL,TPR_INJ
TPR | 300005184032 | KIT, 1KVA ISO XFMR WGND BUS BAR, INT | TPR | TPR-UPS |  | 1 | 1 |  |  | TPR_UPS | TPR_CHILL,TPR_INJ
TPR | 442000000522 | EATON UPS 9355-15-N-5-32X9AH-MBS | TPR | TPR-UPS |  | 1 | 1 |  |  | TPR_UPS | TPR_CHILL,TPR_INJ
TPR | 453560069681 | PASY, UPS 2.2KVA, APC | TPR | TPR-UPS |  | 1 | 1 |  |  | TPR_UPS | TPR_CHILL,TPR_INJ
TPR | 453560110271 | PASY,UPS,6.0KVA 60HZ, APC | TPR | TPR-UPS |  | 1 | 1 |  |  | TPR_UPS | TPR_CHILL,TPR_INJ
TPR | 453560110301 | PASY,UPS,650VA,50/60HZ, APC | TPR | TPR-UPS |  | 1 | 1 |  |  | TPR_UPS | TPR_CHILL,TPR_INJ
TPR | 453560225251 | PASY,UPS 2.2KVA NORTH AMERICA | TPR | TPR-UPS |  | 1 | 1 |  |  | TPR_UPS | TPR_CHILL,TPR_INJ
TPR | 453560234971 | PASY, UPS 700VA(MIN) 120VAC 50/60 | TPR | TPR-UPS |  | 1 | 1 |  |  | TPR_UPS | TPR_CHILL,TPR_INJ
TPR | 453560268521 | PASY,UPS,200-240VAC | TPR | TPR-UPS |  | 1 | 1 |  |  | TPR_UPS | TPR_CHILL,TPR_INJ
TPR | 453564251731 | ASSY-PWR UPS APC Rack US 120V 50/60Hz SM | TPR | TPR-UPS |  | 1 | 1 |  |  | TPR_UPS | TPR_CHILL,TPR_INJ
TPR | 453566995631 | 80KVA UNINTERRUPTIBLE PWR SUP | TPR | TPR-UPS |  | 1 | 1 |  |  | TPR_UPS | TPR_CHILL,TPR_INJ
TPR | 453567131781 | Chloride 80 kVA UPS 208/480 | TPR | TPR-UPS |  | 1 | 1 |  |  | TPR_UPS | TPR_CHILL,TPR_INJ
TPR | 453567136561 | UPS(S2K350-5) | TPR | TPR-UPS |  | 1 | 1 |  |  | TPR_UPS | TPR_CHILL,TPR_INJ
TPR | 453567136631 | UPS(CFR-MED3000) | TPR | TPR-UPS |  | 1 | 1 |  |  | TPR_UPS | TPR_CHILL,TPR_INJ
TPR | 453567368091 | UPS,NA,220V 50/60HZ,3KVA | TPR | TPR-UPS |  | 1 | 1 |  |  | TPR_UPS | TPR_CHILL,TPR_INJ
TPR | 453567393741 | 150kVA-3 phase Philips UPS G8000 | TPR | TPR-UPS |  | 1 | 1 |  |  | TPR_UPS | TPR_CHILL,TPR_INJ
TPR | 453567416731 | 1440VA Line Conditioning UPS | TPR | TPR-UPS |  | 1 | 1 |  |  | TPR_UPS | TPR_CHILL,TPR_INJ
TPR | 453567419221 | 25kVA UPS Battery Cabinet | TPR | TPR-UPS |  | 1 | 1 |  |  | TPR_UPS | TPR_CHILL,TPR_INJ
TPR | 453567420001 | 25kVA MR Mid-Tier - Eclipse | TPR | TPR-UPS |  | 1 | 1 |  |  | TPR_UPS | TPR_CHILL,TPR_INJ
TPR | 453567420071 | 225KVA 3 PHASE 480VAC IN/OUT G8000 | TPR | TPR-UPS |  | 1 | 1 |  |  | TPR_UPS | TPR_CHILL,TPR_INJ
TPR | 453567421171 | 80kVA 3-phase UPS 480In/208Out | TPR | TPR-UPS |  | 1 | 1 |  |  | TPR_UPS | TPR_CHILL,TPR_INJ
TPR | 453567421191 | 50kVA 3-phase UPS 480In/380Out | TPR | TPR-UPS |  | 1 | 1 |  |  | TPR_UPS | TPR_CHILL,TPR_INJ
TPR | 453567421301 | 380VAC 3 phase fluoro only UPS | TPR | TPR-UPS |  | 1 | 1 |  |  | TPR_UPS | TPR_CHILL,TPR_INJ
TPR | 453567421311 | 480 VAC 50KVA Fluoro only UPS | TPR | TPR-UPS |  | 1 | 1 |  |  | TPR_UPS | TPR_CHILL,TPR_INJ
TPR | 453567424831 | 150KVA 3 PHASE UPS 480VAC IN/OUT G8000 | TPR | TPR-UPS |  | 1 | 1 |  |  | TPR_UPS | TPR_CHILL,TPR_INJ
TPR | 453567433781 | UPS Powerware 5115/1400VA | TPR | TPR-UPS |  | 1 | 1 |  |  | TPR_UPS | TPR_CHILL,TPR_INJ
TPR | 453567439091 | 80kVA UPS Enclosure - US Army | TPR | TPR-UPS |  | 1 | 1 |  |  | TPR_UPS | TPR_CHILL,TPR_INJ
TPR | 453567442771 | UPS Powerware 5125 | TPR | TPR-UPS |  | 1 | 1 |  |  | TPR_UPS | TPR_CHILL,TPR_INJ
TPR | 453567444511 | 150kVA UPS with Flywheel | TPR | TPR-UPS |  | 1 | 1 |  |  | TPR_UPS | TPR_CHILL,TPR_INJ
TPR | 453567444521 | 225kVA UPS with Flywheel | TPR | TPR-UPS |  | 1 | 1 |  |  | TPR_UPS | TPR_CHILL,TPR_INJ
TPR | 453567444531 | 300kVA UPS with Flywheel | TPR | TPR-UPS |  | 1 | 1 |  |  | TPR_UPS | TPR_CHILL,TPR_INJ
TPR | 453567455091 | 3.0kVA UPS, 120VAC, UL/IEC 60601-1 rate | TPR | TPR-UPS |  | 1 | 1 |  |  | TPR_UPS | TPR_CHILL,TPR_INJ
TPR | 453567461831 | 375kVA three phase Philips UPS unit | TPR | TPR-UPS |  | 1 | 1 |  |  | TPR_UPS | TPR_CHILL,TPR_INJ
TPR | 453567466681 | 300kVA UPS Knockdown Enclosure | TPR | TPR-UPS |  | 1 | 1 |  |  | TPR_UPS | TPR_CHILL,TPR_INJ
TPR | 453567475551 | UPS,INT.,220V 5060Hz, 2.2 KVA | TPR | TPR-UPS |  | 1 | 1 |  |  | TPR_UPS | TPR_CHILL,TPR_INJ
TPR | 453567912401 | UPS,N.AMERICA,120V 60 HZ | TPR | TPR-UPS |  | 1 | 1 |  |  | TPR_UPS | TPR_CHILL,TPR_INJ
TPR | 453567913781 | UPS, 6 KVA, 120/208 VAC | TPR | TPR-UPS |  | 1 | 1 |  |  | TPR_UPS | TPR_CHILL,TPR_INJ
TPR | 453580312412 | ONEAC-SERIS M11 UPS (ONM600XA-SI) | TPR | TPR-UPS |  | 1 | 1 |  |  | TPR_UPS | TPR_CHILL,TPR_INJ
TPR | 453580437952 | POWERWARE UPS 300V (05147152-6501) | TPR | TPR-UPS |  | 1 | 1 |  |  | TPR_UPS | TPR_CHILL,TPR_INJ
TPR | 453580438632 | POWERWARE UPS UNIT (05146566-5591) | TPR | TPR-UPS |  | 1 | 1 |  |  | TPR_UPS | TPR_CHILL,TPR_INJ
TPR | 453580438642 | POWERWARE UPS 5125 (05146635-5591) | TPR | TPR-UPS |  | 1 | 1 |  |  | TPR_UPS | TPR_CHILL,TPR_INJ
TPR | 453580468902 | POWERCOM USA 120V UPS SMK-1500A | TPR | TPR-UPS |  | 1 | 1 |  |  | TPR_UPS | TPR_CHILL,TPR_INJ
TPR | 453580471142 | APC UPS 2200VA SUA2200 | TPR | TPR-UPS |  | 1 | 1 |  |  | TPR_UPS | TPR_CHILL,TPR_INJ
TPR | 453580473392 | APC SMART UPS 450 SC450RMI1U/2115878 | TPR | TPR-UPS |  | 1 | 1 |  |  | TPR_UPS | TPR_CHILL,TPR_INJ
TPR | 453580486039 | POWERWARE 5125 1000VA UPS 05146630-5591 | TPR | TPR-UPS |  | 1 | 1 |  |  | TPR_UPS | TPR_CHILL,TPR_INJ
TPR | 453580490278 | GE POWERCOM UPS 1000AP LNR 42399 | TPR | TPR-UPS |  | 1 | 1 |  |  | TPR_UPS | TPR_CHILL,TPR_INJ
TPR | 453580504109 | toshiba 25KVA Fluoroscopy 060211 | TPR | TPR-UPS |  | 1 | 1 |  |  | TPR_UPS | TPR_CHILL,TPR_INJ
TPR | 453580511894 | APC UPS POWER SUPPLY SUA1500IX38 | TPR | TPR-UPS |  | 1 | 1 |  |  | TPR_UPS | TPR_CHILL,TPR_INJ
TPR | 453598552181 | 25KVA 3 PH FLOURO ONLY 480/380 | TPR | TPR-UPS |  | 1 | 1 |  |  | TPR_UPS | TPR_CHILL,TPR_INJ
TPR | 453598552191 | 25KVA 3 PH FLOURO ONLY 480/480 | TPR | TPR-UPS |  | 1 | 1 |  |  | TPR_UPS | TPR_CHILL,TPR_INJ
TPR | 455300016031 | PASY UPS 700 VA Mini 120 VAC 50/60 | TPR | TPR-UPS |  | 1 | 1 |  |  | TPR_UPS | TPR_CHILL,TPR_INJ
TPR | 455300039021 | UPS 1000VA, Eaton PW9130i1000R-XL2U | TPR | TPR-UPS |  | 1 | 1 |  |  | TPR_UPS | TPR_CHILL,TPR_INJ
TPR | 455300048261 | UPS 230V, 1400W/ 2KVA, SRC2000XLI-CC | TPR | TPR-UPS |  | 1 | 1 |  |  | TPR_UPS | TPR_CHILL,TPR_INJ
TPR | 459800306382 | UPS,NA,230V 50/60HZ,3KVA | TPR | TPR-UPS |  | 1 | 1 |  |  | TPR_UPS | TPR_CHILL,TPR_INJ
TPR | 459800306432 | Emerson 3KVA UPS Kit | TPR | TPR-UPS |  | 1 | 1 |  |  | TPR_UPS | TPR_CHILL,TPR_INJ
TPR | 459800538831 | UPS Assembly with UPSBE700Y-IN | TPR | TPR-UPS |  | 1 | 1 |  |  | TPR_UPS | TPR_CHILL,TPR_INJ
TPR | 459800601331 | UPS, 1.5KVA BR1500GIN AssemblyFRU Kit | TPR | TPR-UPS |  | 1 | 1 |  |  | TPR_UPS | TPR_CHILL,TPR_INJ
TPR | 459800849611 | UPS-GXT4-1000RT230 | TPR | TPR-UPS |  | 1 | 1 |  |  | TPR_UPS | TPR_CHILL,TPR_INJ
TPR | 459801117141 | UPS 1Phase Data Integrity | TPR | TPR-UPS |  | 1 | 1 |  |  | TPR_UPS | TPR_CHILL,TPR_INJ
TPR | 459801403621 | PASY,BRIGHTVIEW UPS 200-240V, 30A | TPR | TPR-UPS |  | 1 | 1 |  |  | TPR_UPS | TPR_CHILL,TPR_INJ
TPR | 459801852951 | UPS 1000VA, Eaton 9SX 1000i Rack2U | TPR | TPR-UPS |  | 1 | 1 |  |  | TPR_UPS | TPR_CHILL,TPR_INJ
TPR | 500KVAUPS | 500KVA 3PH UPS 489VAC IN/OUT | TPR | TPR-UPS |  | 1 | 1 |  |  | TPR_UPS | TPR_CHILL,TPR_INJ
TPR | 50KV2SMULTI | 50KVA 3ph UPS Fluoro Opt. 208 or 480/380 | TPR | TPR-UPS |  | 1 | 1 |  |  | TPR_UPS | TPR_CHILL,TPR_INJ
TPR | 50KVAUPS480 | 50 KVA 3 PHASE UPS 480VAC IN/OUT | TPR | TPR-UPS |  | 1 | 1 |  |  | TPR_UPS | TPR_CHILL,TPR_INJ
TPR | 530208 | MEDRAD MARK V INJ | TPR | TPR-INJ |  | 1 | 1 |  |  | TPR_INJ | TPR_CHILL,TPR_UPS
TPR | 530225 | NONSPECIFIC MR CHILLER ACC | TPR | TPR-CHILL |  | 1 | 1 |  |  | TPR_INJ | TPR_CHILL,TPR_UPS
TPR | 530426 | GE SG SERIES 100 UPS ACC | TPR | TPR-UPS |  | 1 | 1 |  |  | TPR_UPS | TPR_CHILL,TPR_INJ
TPR | 530521 | 2 - 9 kVA UPS ACC | TPR | TPR-UPS |  | 1 | 1 |  |  | TPR_UPS | TPR_CHILL,TPR_INJ
TPR | 530617 | 10 -25 kVA UPS ACC | TPR | TPR-UPS |  | 1 | 1 |  |  | TPR_UPS | TPR_CHILL,TPR_INJ
TPR | 530651 | 26 - 150 kVA UPS | TPR | TPR-UPS |  | 1 | 1 |  |  | TPR_UPS | TPR_CHILL,TPR_INJ
TPR | 530662 | 151 - 300 kVA UPS ACC | TPR | TPR-UPS |  | 1 | 1 |  |  | TPR_UPS | TPR_CHILL,TPR_INJ
TPR | 530676 | 301 - 500 kVA UPS ACC | TPR | TPR-UPS |  | 1 | 1 |  |  | TPR_UPS | TPR_CHILL,TPR_INJ
TPR | 531159 | GE PWR UPS 12KVA ACC | TPR | TPR-UPS |  | 1 | 1 |  |  | TPR_UPS | TPR_CHILL,TPR_INJ
TPR | 531365 | LIEBEL ANGIOMAT 9000 INJ | TPR | TPR-INJ |  | 1 | 1 |  |  | TPR_INJ | TPR_CHILL,TPR_UPS
TPR | 531367 | MEDRAD AVANTA INJ | TPR | TPR-INJ |  | 1 | 1 |  |  | TPR_INJ | TPR_CHILL,TPR_UPS
TPR | 531369 | LIEBEL CT 9000 INJ | TPR | TPR-INJ |  | 1 | 1 |  |  | TPR_INJ | TPR_CHILL,TPR_UPS
TPR | 531370 | E-Z-EM EMPOWER INJ | TPR | TPR-INJ |  | 1 | 1 |  |  | TPR_INJ | TPR_CHILL,TPR_UPS
TPR | 531372 | E-Z-EM EMPOWER CTA INJ | TPR | TPR-INJ |  | 1 | 1 |  |  | TPR_INJ | TPR_CHILL,TPR_UPS
TPR | 531373 | MEDRAD ENVISION CT INJ | TPR | TPR-INJ |  | 1 | 1 |  |  | TPR_INJ | TPR_CHILL,TPR_UPS
TPR | 531379 | MEDRAD MARK IV INJ | TPR | TPR-INJ |  | 1 | 1 |  |  | TPR_INJ | TPR_CHILL,TPR_UPS
TPR | 531380 | MEDRAD MARK V PLUS INJ | TPR | TPR-INJ |  | 1 | 1 |  |  | TPR_INJ | TPR_CHILL,TPR_UPS
TPR | 531384 | MEDRAD MARK V PROVIS INJ | TPR | TPR-INJ |  | 1 | 1 |  |  | TPR_INJ | TPR_CHILL,TPR_UPS
TPR | 531387 | LIEBEL OPTISTAR LE INJ | TPR | TPR-INJ |  | 1 | 1 |  |  | TPR_INJ | TPR_CHILL,TPR_UPS
TPR | 531388 | LIEBEL OPTIVANTAGE INJ | TPR | TPR-INJ |  | 1 | 1 |  |  | TPR_INJ | TPR_CHILL,TPR_UPS
TPR | 531389 | LIEBEL OPTIVANTAGE DH INJ | TPR | TPR-INJ |  | 1 | 1 |  |  | TPR_INJ | TPR_CHILL,TPR_UPS
TPR | 531397 | CT - Stellant injector | TPR | TPR-INJ |  | 1 | 1 |  |  | TPR_INJ | TPR_CHILL,TPR_UPS
TPR | 531398 | IMEDRAD STELLANT D / DX DUAL INJ | TPR | TPR-INJ |  | 1 | 1 |  |  | TPR_INJ | TPR_CHILL,TPR_UPS
TPR | 531399 | MEDRAD STELLANT DX INJ | TPR | TPR-INJ |  | 1 | 1 |  |  | TPR_INJ | TPR_CHILL,TPR_UPS
TPR | 531401 | MEDRAD VISTRON CT INJ | TPR | TPR-INJ |  | 1 | 1 |  |  | TPR_INJ | TPR_CHILL,TPR_UPS
TPR | 532003 | GE ACHILLES INSIGHT XR | TPR | TPR-CHILL |  | 1 | 1 |  |  | TPR_INJ | TPR_CHILL,TPR_UPS
TPR | 532297 | MEDRAD ENVISION 700 INJ | TPR | TPR-INJ |  | 1 | 1 |  |  | TPR_INJ | TPR_CHILL,TPR_UPS
TPR | 555021 | MEDRAD MARK V CT INJ | TPR | TPR-INJ |  | 1 | 1 |  |  | TPR_INJ | TPR_CHILL,TPR_UPS
TPR | 555024 | APC SMART UPS 1000 ACC | TPR | TPR-UPS |  | 1 | 1 |  |  | TPR_UPS | TPR_CHILL,TPR_INJ
TPR | 555028 | APC BACK-UPS 1200 ACC | TPR | TPR-UPS |  | 1 | 1 |  |  | TPR_UPS | TPR_CHILL,TPR_INJ
TPR | 555188 | POWERWARE 9390 ACC/Eaton UPS | TPR | TPR-UPS |  | 1 | 1 |  |  | TPR_UPS | TPR_CHILL,TPR_INJ
TPR | 555276 | COVIDIEN OPTIVANTAGE DH INJ | TPR | TPR-INJ |  | 1 | 1 |  |  | TPR_INJ | TPR_CHILL,TPR_UPS
TPR | 555337 | CHLORIDE EDP SERIES UPS ACC | TPR | TPR-UPS |  | 1 | 1 |  |  | TPR_UPS | TPR_CHILL,TPR_INJ
TPR | 555348 | TOSHIBA 4200FA UPS ACC | TPR | TPR-UPS |  | 1 | 1 |  |  | TPR_UPS | TPR_CHILL,TPR_INJ
TPR | 555390 | APC SMART 5000/I UPS ACC | TPR | TPR-UPS |  | 1 | 1 |  |  | TPR_UPS | TPR_CHILL,TPR_INJ
TPR | 555397 | APC SYHF6KT RACKMOUNT UPS ACC | TPR | TPR-UPS |  | 1 | 1 |  |  | TPR_UPS | TPR_CHILL,TPR_INJ
TPR | 555469 | ALPHA TECHNOL CFR 2500 UPS ACC | TPR | TPR-UPS |  | 1 | 1 |  |  | TPR_UPS | TPR_CHILL,TPR_INJ
TPR | 555503 | POWERCOM ULT-2000LCD UPS ACC | TPR | TPR-UPS |  | 1 | 1 |  |  | TPR_UPS | TPR_CHILL,TPR_INJ
TPR | 555505 | APC SMART UPS RT 5000 ACC | TPR | TPR-UPS |  | 1 | 1 |  |  | TPR_UPS | TPR_CHILL,TPR_INJ
TPR | 555529 | 15000 OPN CHILLER, SW, 460 VAC | TPR | TPR-CHILL |  | 1 | 1 |  |  | TPR_INJ | TPR_CHILL,TPR_UPS
TPR | 555596 | POWERWARE 9155-10 UPS ACC | TPR | TPR-UPS |  | 1 | 1 |  |  | TPR_UPS | TPR_CHILL,TPR_INJ
TPR | 555617 | MEDRAD MARK 7 ARTERION INJ | TPR | TPR-INJ |  | 1 | 1 |  |  | TPR_INJ | TPR_CHILL,TPR_UPS
TPR | 555659 | MITSUBISHI 9800AD UPS ACC | TPR | TPR-UPS |  | 1 | 1 |  |  | TPR_UPS | TPR_CHILL,TPR_INJ
TPR | 555674 | AIRSYS MEDICOOL 10.0 P6 R407C CHILL ACC | TPR | TPR-CHILL |  | 1 | 1 |  |  | TPR_INJ | TPR_CHILL,TPR_UPS
TPR | 555675 | GAMATRONIC POWER+ SA 10KVA UPS ACC | TPR | TPR-UPS |  | 1 | 1 |  |  | TPR_UPS | TPR_CHILL,TPR_INJ
TPR | 556043 | MEDRAD MRXPERION INJ | TPR | TPR-INJ |  | 1 | 1 |  |  | TPR_INJ | TPR_CHILL,TPR_UPS
TPR | 556050 | MEDRAD MARK 7 ARTERION INJ | TPR | TPR-INJ |  | 1 | 1 |  |  | TPR_INJ | TPR_CHILL,TPR_UPS
TPR | 556187 | KKT CHILLERS COMPR ECO-133L ACC | TPR | TPR-CHILL |  | 1 | 1 |  |  | TPR_INJ | TPR_CHILL,TPR_UPS
TPR | 556188 | KKT CHILLERS KSC-215-L-U/SS ACC | TPR | TPR-CHILL |  | 1 | 1 |  |  | TPR_INJ | TPR_CHILL,TPR_UPS
TPR | 556218 | Bayer Stellant FLEX D Injector - OCS M | TPR | TPR-INJ |  | 1 | 1 |  |  | TPR_INJ | TPR_CHILL,TPR_UPS
TPR | 556261 | GE SG SERIES 20 UPS ACC | TPR | TPR-UPS |  | 1 | 1 |  |  | TPR_UPS | TPR_CHILL,TPR_INJ
TPR | 556276 | cBoxX70HA Chiller only(460VAC) | TPR | TPR-CHILL |  | 1 | 1 |  |  | TPR_INJ | TPR_CHILL,TPR_UPS
TPR | 556298 | CHLORIDE C3150125 UPS | TPR | TPR-UPS |  | 1 | 1 |  |  | TPR_UPS | TPR_CHILL,TPR_INJ
TPR | 556322 | Acist Illumena Neo Injector | TPR | TPR-INJ |  | 1 | 1 |  |  | TPR_INJ | TPR_CHILL,TPR_UPS
TPR | 556352 | POWERWARE 9390 UPS ACC | TPR | TPR-UPS |  | 1 | 1 |  |  | TPR_UPS | TPR_CHILL,TPR_INJ
TPR | 556433 | Guerbet OptiOne Injector ACC | TPR | TPR-INJ |  | 1 | 1 |  |  | TPR_INJ | TPR_CHILL,TPR_UPS
TPR | 556435 | BAYER ARTERION-UPG (PED) INJ | TPR | TPR-INJ |  | 1 | 1 |  |  | TPR_INJ | TPR_CHILL,TPR_UPS
TPR | 556587 | Schneider OSHPD CLLF UPS | TPR | TPR-UPS |  | 1 | 1 |  |  | TPR_UPS | TPR_CHILL,TPR_INJ
TPR | 556606 | APC UPS 2200VA SUA2200 | TPR | TPR-UPS |  | 1 | 1 |  |  | TPR_UPS | TPR_CHILL,TPR_INJ
TPR | 560179 | GE 5000 100KVA UPS ACC | TPR | TPR-UPS |  | 1 | 1 |  |  | TPR_UPS | TPR_CHILL,TPR_INJ
TPR | 580013 | BRACCO EMPOWERMR CONTRAST INJECTOR | TPR | TPR-INJ |  | 1 | 1 |  |  | TPR_INJ | TPR_CHILL,TPR_UPS
TPR | 72200 | G8000 UPS 225kva | TPR | TPR-UPS |  | 1 | 1 |  |  | TPR_UPS | TPR_CHILL,TPR_INJ
TPR | 74800 | 300 KVA 3 PHASE UPS 480VAC IN/OUT G8000 | TPR | TPR-UPS |  | 1 | 1 |  |  | TPR_UPS | TPR_CHILL,TPR_INJ
TPR | 78100 | 50KVA 3ph UPS Fluoro Opt. 208 or 480/380 | TPR | TPR-UPS |  | 1 | 1 |  |  | TPR_UPS | TPR_CHILL,TPR_INJ
TPR | 980389900099 | Galaxy 5000 80kva | TPR | TPR-UPS |  | 1 | 1 |  |  | TPR_UPS | TPR_CHILL,TPR_INJ
TPR | 981600150109 | Schreiber Chiller 1055AC | TPR | TPR-CHILL |  | 1 | 1 |  |  | TPR_INJ | TPR_CHILL,TPR_UPS
TPR | 989000000072 | UPS Model : VGD-2000 | TPR | TPR-UPS |  | 1 | 1 |  |  | TPR_UPS | TPR_CHILL,TPR_INJ
TPR | 989600077631 | UPSA 1.4 KVA 120V | TPR | TPR-UPS |  | 1 | 1 |  |  | TPR_UPS | TPR_CHILL,TPR_INJ
TPR | 989600220409 | APC SMART-UPS 5000VA | TPR | TPR-UPS |  | 1 | 1 |  |  | TPR_UPS | TPR_CHILL,TPR_INJ
TPR | 989604236141 | UPS Sinus Double Conv- online 2KVA | TPR | TPR-UPS |  | 1 | 1 |  |  | TPR_UPS | TPR_CHILL,TPR_INJ
TPR | 989604236151 | UPS Sinus Double Conv- online 3KVA | TPR | TPR-UPS |  | 1 | 1 |  |  | TPR_UPS | TPR_CHILL,TPR_INJ
TPR | 989604236161 | UPS Sinus Double Conv- online 1KVA | TPR | TPR-UPS |  | 1 | 1 |  |  | TPR_UPS | TPR_CHILL,TPR_INJ
TPR | 989604245681 | MGE Galaxy 5500 80kva | TPR | TPR-UPS |  | 1 | 1 |  |  | TPR_UPS | TPR_CHILL,TPR_INJ
TPR | 989605200561 | Teal 100kVA Isotran LM | TPR | TPR-UPS |  | 1 | 1 |  |  | TPR_UPS | TPR_CHILL,TPR_INJ
TPR | 989605200781 | Chloride 80kVA 480V 60Hz UPS | TPR | TPR-UPS |  | 1 | 1 |  |  | TPR_UPS | TPR_CHILL,TPR_INJ
TPR | 989605200891 | Chloride 225kVA UPS (60hz) | TPR | TPR-UPS |  | 1 | 1 |  |  | TPR_UPS | TPR_CHILL,TPR_INJ
TPR | 989605201091 | SyncRight Injector - OCS Medium | TPR | TPR-INJ |  | 1 | 1 |  |  | TPR_INJ | TPR_CHILL,TPR_UPS
TPR | 989605201092 | SyncRight Injector - OCS Medium | TPR | TPR-INJ |  | 1 | 1 |  |  | TPR_INJ | TPR_CHILL,TPR_UPS
TPR | 989605201113 | SyncRight Injector - Pedestal | TPR | TPR-INJ |  | 1 | 1 |  |  | TPR_INJ | TPR_CHILL,TPR_UPS
TPR | 989605201161 | 480VAC/60Hz/125kVA UPS | TPR | TPR-UPS |  | 1 | 1 |  |  | TPR_UPS | TPR_CHILL,TPR_INJ
TPR | 989605201162 | UPS 480VAC/60Hz/125kVA/19kWH Staco | TPR | TPR-UPS |  | 1 | 1 |  |  | TPR_UPS | TPR_CHILL,TPR_INJ
TPR | 989605201201 | UPS 480VAC/60Hz/200kVA/38kWH Staco | TPR | TPR-UPS |  | 1 | 1 |  |  | TPR_UPS | TPR_CHILL,TPR_INJ
TPR | 989605201202 | UPS 480VAC/60Hz/200kVA/38kWH Staco | TPR | TPR-UPS |  | 1 | 1 |  |  | TPR_UPS | TPR_CHILL,TPR_INJ
TPR | 989605201231 | Certegra Injector - OCS Short | TPR | TPR-INJ |  | 1 | 1 |  |  | TPR_INJ | TPR_CHILL,TPR_UPS
TPR | 989605201241 | Certegra Injector - OCS Medium | TPR | TPR-INJ |  | 1 | 1 |  |  | TPR_INJ | TPR_CHILL,TPR_UPS
TPR | 989605201251 | Certegra Injector - OCS Long | TPR | TPR-INJ |  | 1 | 1 |  |  | TPR_INJ | TPR_CHILL,TPR_UPS
TPR | 989605201261 | Certegra Injector - Pedestal | TPR | TPR-INJ |  | 1 | 1 |  |  | TPR_INJ | TPR_CHILL,TPR_UPS
TPR | 989605600371 | UPS, 80kVA 60Hz | TPR | TPR-UPS |  | 1 | 1 |  |  | TPR_UPS | TPR_CHILL,TPR_INJ
TPR | 989605602111 | UPS, 125 kVA/480 V/60 Hz | TPR | TPR-UPS |  | 1 | 1 |  |  | TPR_UPS | TPR_CHILL,TPR_INJ
TPR | 989605602112 | UPS, 125 kVA/480 V/60 Hz | TPR | TPR-UPS |  | 1 | 1 |  |  | TPR_UPS | TPR_CHILL,TPR_INJ
TPR | 989606724511 | Ultrasound UPS 1440VA 120v | TPR | TPR-UPS |  | 1 | 1 |  |  | TPR_UPS | TPR_CHILL,TPR_INJ
TPR | 989800400010 | UPS 9120/2000I PKE | TPR | TPR-UPS |  | 1 | 1 |  |  | TPR_UPS | TPR_CHILL,TPR_INJ
TPR | 989800400083 | UPS 5115 FOR EASYVISION | TPR | TPR-UPS |  | 1 | 1 |  |  | TPR_UPS | TPR_CHILL,TPR_INJ
TPR | 989800400085 | UPS 1400 VA | TPR | TPR-UPS |  | 1 | 1 |  |  | TPR_UPS | TPR_CHILL,TPR_INJ
TPR | 989800400093 | UPS 3115-650 PKE | TPR | TPR-UPS |  | 1 | 1 |  |  | TPR_UPS | TPR_CHILL,TPR_INJ
TPR | 989800400094 | UPS 5115-1000 PKE | TPR | TPR-UPS |  | 1 | 1 |  |  | TPR_UPS | TPR_CHILL,TPR_INJ
TPR | 989800400095 | UPS 700 VA | TPR | TPR-UPS |  | 1 | 1 |  |  | TPR_UPS | TPR_CHILL,TPR_INJ
TPR | 989800400096 | UPS PW3110 | TPR | TPR-UPS |  | 1 | 1 |  |  | TPR_UPS | TPR_CHILL,TPR_INJ
TPR | 989800400097 | UPS PW5105-1000 | TPR | TPR-UPS |  | 1 | 1 |  |  | TPR_UPS | TPR_CHILL,TPR_INJ
TPR | 989800400104 | UPS PW9110-2000PKE | TPR | TPR-UPS |  | 1 | 1 |  |  | TPR_UPS | TPR_CHILL,TPR_INJ
TPR | 989800400474 | UPS 5105 1000VA | TPR | TPR-UPS |  | 1 | 1 |  |  | TPR_UPS | TPR_CHILL,TPR_INJ
TPR | 989800400475 | UPS PW 9110 2000VA | TPR | TPR-UPS |  | 1 | 1 |  |  | TPR_UPS | TPR_CHILL,TPR_INJ
TPR | 989800800570 | APC Smart UPS 2200VA | TPR | TPR-UPS |  | 1 | 1 |  |  | TPR_UPS | TPR_CHILL,TPR_INJ
TPR | 989801000606 | UPS 9KVA 20MIN AUTONO | TPR | TPR-UPS |  | 1 | 1 |  |  | TPR_UPS | TPR_CHILL,TPR_INJ
TPR | 989801200339 | UPS 1.5KVa Rack Mount | TPR | TPR-UPS |  | 1 | 1 |  |  | TPR_UPS | TPR_CHILL,TPR_INJ
TPR | 989801200340 | UPS 1.5KVa Stand Alone | TPR | TPR-UPS |  | 1 | 1 |  |  | TPR_UPS | TPR_CHILL,TPR_INJ
TPR | 989801200342 | HP R3000 XR UPS | TPR | TPR-UPS |  | 1 | 1 |  |  | TPR_UPS | TPR_CHILL,TPR_INJ
TPR | 989801200349 | Dell 3kVA 208V rack UPS | TPR | TPR-UPS |  | 1 | 1 |  |  | TPR_UPS | TPR_CHILL,TPR_INJ
TPR | 989801200352 | Symmetra RM 6 kVA UPS - Scalable to 6 kV | TPR | TPR-UPS |  | 1 | 1 |  |  | TPR_UPS | TPR_CHILL,TPR_INJ
TPR | 989801200617 | Dell 2U Rack Mtd UPS, 1.5KVa | TPR | TPR-UPS |  | 1 | 1 |  |  | TPR_UPS | TPR_CHILL,TPR_INJ
TPR | 989801200657 | APC Smart UPS, VAMC, Columbia, MO | TPR | TPR-UPS |  | 1 | 1 |  |  | TPR_UPS | TPR_CHILL,TPR_INJ
TPR | 989801200695 | UPS 1.0KW 2U Rack Mountable - OBSOLETE | TPR | TPR-UPS |  | 1 | 1 |  |  | TPR_UPS | TPR_CHILL,TPR_INJ
TPR | 989801200696 | UPS 1.0KW Stand Alone - OBSOLETE | TPR | TPR-UPS |  | 1 | 1 |  |  | TPR_UPS | TPR_CHILL,TPR_INJ
TPR | 989801200697 | UPS 1.0KW Stand Alone | TPR | TPR-UPS |  | 1 | 1 |  |  | TPR_UPS | TPR_CHILL,TPR_INJ
TPR | 989801200698 | UPS 1.0KW 2U Rack Mountable | TPR | TPR-UPS |  | 1 | 1 |  |  | TPR_UPS | TPR_CHILL,TPR_INJ
TPR | 989801210003 | MEDRAD STELLANT SX CT INJECTOR - SGL PED | TPR | TPR-INJ |  | 1 | 1 |  |  | TPR_INJ | TPR_CHILL,TPR_UPS
TPR | 989801210004 | MEDRAD STELLANT SX CT INJECTOR - SGL OH | TPR | TPR-INJ |  | 1 | 1 |  |  | TPR_INJ | TPR_CHILL,TPR_UPS
TPR | 989801210005 | MEDRAD STELLANT D CT INJECTOR - DUAL PED | TPR | TPR-INJ |  | 1 | 1 |  |  | TPR_INJ | TPR_CHILL,TPR_UPS
TPR | 989801210006 | MEDRAD STELLANT D CT INJECTOR - DUAL OH | TPR | TPR-INJ |  | 1 | 1 |  |  | TPR_INJ | TPR_CHILL,TPR_UPS
TPR | 989801210027 | Medrad D CT Inj-Dual Flow-PED | TPR | TPR-INJ |  | 1 | 1 |  |  | TPR_INJ | TPR_CHILL,TPR_UPS
TPR | 989801210031 | ACIST Empower Single CT Injector - Ped | TPR | TPR-INJ |  | 1 | 1 |  |  | TPR_INJ | TPR_CHILL,TPR_UPS
TPR | 989801210032 | ACIST Empower Single CT Injector-Ceiling | TPR | TPR-INJ |  | 1 | 1 |  |  | TPR_INJ | TPR_CHILL,TPR_UPS
TPR | 989801210033 | ACIST Empower SingleEDA Injector-Ceiling | TPR | TPR-INJ |  | 1 | 1 |  |  | TPR_INJ | TPR_CHILL,TPR_UPS
TPR | 989801210034 | ACIST Empower Single EDA Injector - PED | TPR | TPR-INJ |  | 1 | 1 |  |  | TPR_INJ | TPR_CHILL,TPR_UPS
TPR | 989801210035 | BRACCO Empower Dual Head Injector - Ped | TPR | TPR-INJ |  | 1 | 1 |  |  | TPR_INJ | TPR_CHILL,TPR_UPS
TPR | 989801210036 | BRACCO Empower Dual Head Inj -Ceiling | TPR | TPR-INJ |  | 1 | 1 |  |  | TPR_INJ | TPR_CHILL,TPR_UPS
TPR | 989801210037 | BRACCO Empower Dual Head EDA Inj Ped | TPR | TPR-INJ |  | 1 | 1 |  |  | TPR_INJ | TPR_CHILL,TPR_UPS
TPR | 989801210038 | BRACCO Empower Dual EDA Injector-Ceiling | TPR | TPR-INJ |  | 1 | 1 |  |  | TPR_INJ | TPR_CHILL,TPR_UPS
TPR | 989801210061 | MEDRAD Stellant SX CT Injector - Ped Sys | TPR | TPR-INJ |  | 1 | 1 |  |  | TPR_INJ | TPR_CHILL,TPR_UPS
TPR | 989801210062 | Medrad Stellant SX CT Injector- OH Sys | TPR | TPR-INJ |  | 1 | 1 |  |  | TPR_INJ | TPR_CHILL,TPR_UPS
TPR | 989801210063 | MEDRAD STELLANT D CT INJECTOR - PED SYS | TPR | TPR-INJ |  | 1 | 1 |  |  | TPR_INJ | TPR_CHILL,TPR_UPS
TPR | 989801210064 | MedRad Stellant D CT Injector-OH System | TPR | TPR-INJ |  | 1 | 1 |  |  | TPR_INJ | TPR_CHILL,TPR_UPS
TPR | 989801210065 | Medrad Stlnt D Dual Flow CT Inj Ped Sys | TPR | TPR-INJ |  | 1 | 1 |  |  | TPR_INJ | TPR_CHILL,TPR_UPS
TPR | 989801210079 | Staco MBPS 125kVA | TPR | TPR-UPS |  | 1 | 1 |  |  | TPR_UPS | TPR_CHILL,TPR_INJ
TPR | 989801210080 | Staco MBPS 200kVA | TPR | TPR-UPS |  | 1 | 1 |  |  | TPR_UPS | TPR_CHILL,TPR_INJ
TPR | 989801210087 | Bayer Stellant SX CT Injector - Ped Sys | TPR | TPR-INJ |  | 1 | 1 |  |  | TPR_INJ | TPR_CHILL,TPR_UPS
TPR | 989801210088 | Bayer Stellant SX CT Injector-Short OCS | TPR | TPR-INJ |  | 1 | 1 |  |  | TPR_INJ | TPR_CHILL,TPR_UPS
TPR | 989801210089 | Bayer Stellant SX CT Injector-Long OCS | TPR | TPR-INJ |  | 1 | 1 |  |  | TPR_INJ | TPR_CHILL,TPR_UPS
TPR | 989801210090 | Bayer Stellant D CT Injector - Ped Sys | TPR | TPR-INJ |  | 1 | 1 |  |  | TPR_INJ | TPR_CHILL,TPR_UPS
TPR | 989801210091 | Bayer Stellant DH/DF CT Inj w/CD-Ped Sys | TPR | TPR-INJ |  | 1 | 1 |  |  | TPR_INJ | TPR_CHILL,TPR_UPS
TPR | 989801210092 | Bayer Stellant DH/DF CT Inj w/CW-Sh OCS | TPR | TPR-INJ |  | 1 | 1 |  |  | TPR_INJ | TPR_CHILL,TPR_UPS
TPR | 989801210093 | Bayer Stell DH/DF CT Inj w/CD-Long OCS | TPR | TPR-INJ |  | 1 | 1 |  |  | TPR_INJ | TPR_CHILL,TPR_UPS
TPR | 989801210094 | Bayer Stell DH/DF CT Inj w/CW-Ped Mobile | TPR | TPR-INJ |  | 1 | 1 |  |  | TPR_INJ | TPR_CHILL,TPR_UPS
TPR | 989801210099 | Bayer Stell DH/DF CT Inj w/CD-Ped Sys-B | TPR | TPR-INJ |  | 1 | 1 |  |  | TPR_INJ | TPR_CHILL,TPR_UPS
TPR | 989801210101 | Bayer Stell DH/DF CT Inj w/CD-Long OCS-B | TPR | TPR-INJ |  | 1 | 1 |  |  | TPR_INJ | TPR_CHILL,TPR_UPS
TPR | 989801210102 | Bayer Stell DH/DF CT Inj w/CD-Sh OCS-B | TPR | TPR-INJ |  | 1 | 1 |  |  | TPR_INJ | TPR_CHILL,TPR_UPS
TPR | 989801210106 | Bayer Stell DH/DF CT Inj w/CD-Medium OCS | TPR | TPR-INJ |  | 1 | 1 |  |  | TPR_INJ | TPR_CHILL,TPR_UPS
TPR | 989801210107 | Bayer Stell DH/DF CT Inj w/CD-Med OCS-B | TPR | TPR-INJ |  | 1 | 1 |  |  | TPR_INJ | TPR_CHILL,TPR_UPS
TPR | 989801210114 | Guerbet OptiVantage DH, Stand w/CAN | TPR | TPR-INJ |  | 1 | 1 |  |  | TPR_INJ | TPR_CHILL,TPR_UPS
TPR | 989801210115 | Guerbet OptiVantage DH, SS w/CAN | TPR | TPR-INJ |  | 1 | 1 |  |  | TPR_INJ | TPR_CHILL,TPR_UPS
TPR | 989801210116 | Guerbet OptiVantage DH, RS w/RFID | TPR | TPR-INJ |  | 1 | 1 |  |  | TPR_INJ | TPR_CHILL,TPR_UPS
TPR | 989801210117 | Guerbet OptiVantage DH, SS w/RFID | TPR | TPR-INJ |  | 1 | 1 |  |  | TPR_INJ | TPR_CHILL,TPR_UPS
TPR | 989801210118 | Guerbet OptiVantage DH, RS w/CAN_SI | TPR | TPR-INJ |  | 1 | 1 |  |  | TPR_INJ | TPR_CHILL,TPR_UPS
TPR | 989801210119 | Guerbet OptiVantage DH, SS w/CAN_SI | TPR | TPR-INJ |  | 1 | 1 |  |  | TPR_INJ | TPR_CHILL,TPR_UPS
TPR | 989801210120 | Guerbet OptiVantage DH,RS w/RFID_SI | TPR | TPR-INJ |  | 1 | 1 |  |  | TPR_INJ | TPR_CHILL,TPR_UPS
TPR | 989801210121 | Guerbet OptiVantage DH,SS w/RFID_SI | TPR | TPR-INJ |  | 1 | 1 |  |  |  | TPR_CHILL,TPR_INJ,TPR_UPS
TPR | 989801210145 | UPS 480VAC/60Hz/125kVA/19kWH Staco | TPR | TPR-UPS |  | 1 | 1 |  |  | TPR_UPS | TPR_CHILL,TPR_INJ
TPR | 989801210146 | UPS 480VAC/60Hz/200kVA/38kWH Staco | TPR | TPR-UPS |  | 1 | 1 |  |  | TPR_UPS | TPR_CHILL,TPR_INJ
TPR | 989801210152 | Bayer Stellant FLEX D Injector - Ped | TPR | TPR-INJ |  | 1 | 1 |  |  | TPR_INJ | TPR_CHILL,TPR_UPS
TPR | 989801210153 | Bayer Stellant FLEX D Injector - OCS SH | TPR | TPR-INJ |  | 1 | 1 |  |  | TPR_INJ | TPR_CHILL,TPR_UPS
TPR | 989801210154 | Bayer Stellant FLEX D Injector - OCS M | TPR | TPR-INJ |  | 1 | 1 |  |  | TPR_INJ | TPR_CHILL,TPR_UPS
TPR | 989801210155 | Bayer Stellant FLEX D Injector - OCS L | TPR | TPR-INJ |  | 1 | 1 |  |  | TPR_INJ | TPR_CHILL,TPR_UPS
TPR | 989801210159 | Staco 125kva OSHPD UPS | TPR | TPR-UPS |  | 1 | 1 |  |  | TPR_UPS | TPR_CHILL,TPR_INJ
TPR | 989801210160 | UPS 200kVA Staco - OSHPD | TPR | TPR-UPS |  | 1 | 1 |  |  | TPR_UPS | TPR_CHILL,TPR_INJ
TPR | 989801220039 | 3.0KVA UPS Retrofit Kit | TPR | TPR-UPS |  | 1 | 1 |  |  | TPR_UPS | TPR_CHILL,TPR_INJ
TPR | 989801220060 | Medrad Provis Inj - Pedestal | TPR | TPR-INJ |  | 1 | 1 |  |  | TPR_INJ | TPR_CHILL,TPR_UPS
TPR | 989801220061 | Medrad Provis Inj - Rack Mnt | TPR | TPR-INJ |  | 1 | 1 |  |  | TPR_INJ | TPR_CHILL,TPR_UPS
TPR | 989801220064 | Medrad Xper Cable Rack Mnt | TPR | TPR-INJ |  | 1 | 1 |  |  | TPR_INJ | TPR_CHILL,TPR_UPS
TPR | 989801220071 | GSS PDU w/2k UPS | TPR | TPR-UPS |  | 1 | 1 |  |  | TPR_UPS | TPR_CHILL,TPR_INJ
TPR | 989801220158 | Mark 7 Arterion, Table Mount | TPR | TPR-INJ |  | 1 | 1 |  |  | TPR_INJ | TPR_CHILL,TPR_UPS
TPR | 989801220281 | 25 kVA Fluoro only UPS - UPC | TPR | TPR-UPS |  | 1 | 1 |  |  | TPR_UPS | TPR_CHILL,TPR_INJ
TPR | 989801220282 | 25 kVA Fluoro Only UPS - UTS | TPR | TPR-UPS |  | 1 | 1 |  |  | TPR_UPS | TPR_CHILL,TPR_INJ
TPR | 989801220355 | 25 kVA Fluoro only UPS - UPC DS | TPR | TPR-UPS |  | 1 | 1 |  |  | TPR_UPS | TPR_CHILL,TPR_INJ
TPR | 989801220356 | 25 kVA Fluoro only UPS - UTS DS | TPR | TPR-UPS |  | 1 | 1 |  |  | TPR_UPS | TPR_CHILL,TPR_INJ
TPR | 989801220363 | Medrad Flow | TPR | TPR-INJ |  | 1 | 1 |  |  | TPR_INJ | TPR_CHILL,TPR_UPS
TPR | 989801220366 | 25 kVA Fluoro Only UPS - UTS Seismic | TPR | TPR-UPS |  | 1 | 1 |  |  | TPR_UPS | TPR_CHILL,TPR_INJ
TPR | 989801220369 | Full Load 40 kW UPS | TPR | TPR-UPS |  | 1 | 1 |  |  | TPR_UPS | TPR_CHILL,TPR_INJ
TPR | 989801220370 | Low Load 15 kW UPS | TPR | TPR-UPS |  | 1 | 1 |  |  | TPR_UPS | TPR_CHILL,TPR_INJ
TPR | 989801220371 | Seismic Full Load 40kW UPS 80kva | TPR | TPR-UPS |  | 1 | 1 |  |  | TPR_UPS | TPR_CHILL,TPR_INJ
TPR | 989801220372 | Seismic Low Load 15 kW UPS | TPR | TPR-UPS |  | 1 | 1 |  |  | TPR_UPS | TPR_CHILL,TPR_INJ
TPR | 989801220380 | Full Load Remote UPS | TPR | TPR-UPS |  | 1 | 1 |  |  | TPR_UPS | TPR_CHILL,TPR_INJ
TPR | 989801220381 | Seismic Full Load Remote UPS | TPR | TPR-UPS |  | 1 | 1 |  |  | TPR_UPS | TPR_CHILL,TPR_INJ
TPR | 989801220383 | Illumena Pedestal | TPR | TPR-INJ |  | 1 | 1 |  |  | TPR_INJ | TPR_CHILL,TPR_UPS
TPR | 989801220384 | llumena Rack - Table Mount | TPR | TPR-INJ |  | 1 | 1 |  |  | TPR_INJ | TPR_CHILL,TPR_UPS
TPR | 989801220508 | Medrad Mark 7 Arterion Ceiling 580mm | TPR | TPR-INJ |  | 1 | 1 |  |  | TPR_INJ | TPR_CHILL,TPR_UPS
TPR | 989801220510 | Medrad Mark 7 Arterion Trolley 580mm | TPR | TPR-INJ |  | 1 | 1 |  |  | TPR_INJ | TPR_CHILL,TPR_UPS
TPR | 989801220511 | Medrad Free Standing Pedestal | TPR | TPR-INJ |  | 1 | 1 |  |  | TPR_INJ | TPR_CHILL,TPR_UPS
TPR | 989801220514 | Compact Low Load Fluoro UPS | TPR | TPR-UPS |  | 1 | 1 |  |  | TPR_UPS | TPR_CHILL,TPR_INJ
TPR | 989801220997 | Schneider GVS LLF AiO | TPR | TPR-UPS |  | 1 | 1 |  |  | TPR_UPS | TPR_CHILL,TPR_INJ
TPR | 989801225022 | Medrad Mark 7 Arterion Pedestal | TPR | TPR-INJ |  | 1 | 1 |  |  | TPR_INJ | TPR_CHILL,TPR_UPS
TPR | 989801229901 | Full System UPS ? 20 | TPR | TPR-UPS |  | 1 | 1 |  |  | TPR_UPS | TPR_CHILL,TPR_INJ
TPR | 989801229902 | IGT - Low Load Fluoro (LLF) UPS | TPR | TPR-UPS |  | 1 | 1 |  |  | TPR_UPS | TPR_CHILL,TPR_INJ
TPR | 989801229922 | OSHPD Low Load Fluoro (LLF) UPS-5 | TPR | TPR-UPS |  | 1 | 1 |  |  | TPR_UPS | TPR_CHILL,TPR_INJ
TPR | 989801239219 | UPS 1500 KVa | TPR | TPR-UPS |  | 1 | 1 |  |  | TPR_UPS | TPR_CHILL,TPR_INJ
TPR | 989801239390 | APC Smart-UPS 1500VA LCD 120V | TPR | TPR-UPS |  | 1 | 1 |  |  | TPR_UPS | TPR_CHILL,TPR_INJ
TPR | 989801239392 | Not Used_APC Smart-UPS 1500VA LCD 120V | TPR | TPR-UPS |  | 1 | 1 |  |  | TPR_UPS | TPR_CHILL,TPR_INJ
TPR | 989801240001 | 1300VA Line Conditioning UPS Canada | TPR | TPR-UPS |  | 1 | 1 |  |  | TPR_UPS | TPR_CHILL,TPR_INJ
TPR | 989801250004 | PDU 4000 v04 3.5 kva UPS | TPR | TPR-UPS |  | 1 | 1 |  |  | TPR_UPS | TPR_CHILL,TPR_INJ
TPR | 989801251002 | Socomec DXR Full system UPS | TPR | TPR-UPS |  | 1 | 1 |  |  | TPR_UPS | TPR_CHILL,TPR_INJ
TPR | 989801269923 | Mobile C Arm UPS - 1.8kVA | TPR | TPR-UPS |  | 1 | 1 |  |  | TPR_UPS | TPR_CHILL,TPR_INJ
TPR | 989801270004 | Schreiber Chiller 1055AC | TPR | TPR-CHILL |  | 1 | 1 |  |  | TPR_INJ | TPR_CHILL,TPR_UPS
TPR | 989801270005 | Schreiber Chiller 1055RC | TPR | TPR-CHILL |  | 1 | 1 |  |  | TPR_INJ | TPR_CHILL,TPR_UPS
TPR | 989801270006 | Schreiber Chiller 1055AC-208 | TPR | TPR-CHILL |  | 1 | 1 |  |  | TPR_INJ | TPR_CHILL,TPR_UPS
TPR | 989801270007 | Schreiber Chiller 1055RC-208 | TPR | TPR-CHILL |  | 1 | 1 |  |  | TPR_INJ | TPR_CHILL,TPR_UPS
TPR | 989801270008 | SCHREIBER CHILLER 1500AC 480 VAC | TPR | TPR-CHILL |  | 1 | 1 |  |  | TPR_INJ | TPR_CHILL,TPR_UPS
TPR | 989801270018 | DimplexLong distance remote display | TPR | TPR-CHILL |  | 1 | 1 |  |  | TPR_CHILL | TPR_INJ,TPR_UPS
TPR | 989801270023 | Schrieber 2203 Corrosion Resist. Chiller | TPR | TPR-CHILL |  | 1 | 1 |  |  | TPR_INJ | TPR_CHILL,TPR_UPS
TPR | 989801270024 | Schrieber Chiller 1500AC 480 VAC | TPR | TPR-CHILL |  | 1 | 1 |  |  | TPR_INJ | TPR_CHILL,TPR_UPS
TPR | 989801270027 | Schrieber 15MED Water Cooled Chiller 480 | TPR | TPR-CHILL |  | 1 | 1 |  |  | TPR_INJ | TPR_CHILL,TPR_UPS
TPR | 989801270031 | Schreiber 15MED Air Cooled Chiller | TPR | TPR-CHILL |  | 1 | 1 |  |  | TPR_INJ | TPR_CHILL,TPR_UPS
TPR | 989801270033 | 1055AC CHILLER, 480VAC | TPR | TPR-CHILL |  | 1 | 1 |  |  | TPR_INJ | TPR_CHILL,TPR_UPS
TPR | 989801270035 | 1055AC CHILLER, 208VAC | TPR | TPR-CHILL |  | 1 | 1 |  |  | TPR_INJ | TPR_CHILL,TPR_UPS
TPR | 989801270041 | Spectris Solaris EP Injector | TPR | TPR-INJ |  | 1 | 1 |  |  | TPR_INJ | TPR_CHILL,TPR_UPS
TPR | 989801270047 | Schreiber 15MEDChiller208/360 | TPR | TPR-CHILL |  | 1 | 1 |  |  | TPR_INJ | TPR_CHILL,TPR_UPS
TPR | 989801270048 | Chiller Panorama 0.6T-0.23T | TPR | TPR-CHILL |  | 1 | 1 |  |  | TPR_INJ | TPR_CHILL,TPR_UPS
TPR | 989801270049 | Chiller 1.0-1.5T-3.0T | TPR | TPR-CHILL |  | 1 | 1 |  |  | TPR_INJ | TPR_CHILL,TPR_UPS
TPR | 989801270050 | Schreiber 1001 AC Chiller | TPR | TPR-CHILL |  | 1 | 1 |  |  | TPR_INJ | TPR_CHILL,TPR_UPS
TPR | 989801270067 | Schreiber 3003 AC Redundant Chiller | TPR | TPR-CHILL |  | 1 | 1 |  |  | TPR_INJ | TPR_CHILL,TPR_UPS
TPR | 989801270082 | DTS MDKOOL 15000 OPEN CHILLER, 480VAC | TPR | TPR-CHILL |  | 1 | 1 |  |  | TPR_INJ | TPR_CHILL,TPR_UPS
TPR | 989801270083 | DTS MDKOOL 15000 OPEN CHILLER, 208VAC | TPR | TPR-CHILL |  | 1 | 1 |  |  | TPR_INJ | TPR_CHILL,TPR_UPS
TPR | 989801270084 | DTS MDKOOL 15000 OPEN CHILLER, 480VAC, S | TPR | TPR-CHILL |  | 1 | 1 |  |  | TPR_INJ | TPR_CHILL,TPR_UPS
TPR | 989801270085 | DTS MDKOOL 15000 OPEN CHILLER, 208VAC, S | TPR | TPR-CHILL |  | 1 | 1 |  |  | TPR_INJ | TPR_CHILL,TPR_UPS
TPR | 989801270086 | DTS MDKOOL 15000 PRESS. CHILLER, 480VAC | TPR | TPR-CHILL |  | 1 | 1 |  |  | TPR_INJ | TPR_CHILL,TPR_UPS
TPR | 989801270094 | EmpowerMR Injector System | TPR | TPR-INJ |  | 1 | 1 |  |  | TPR_CHILL,TPR_INJ | TPR_UPS
TPR | 989801270095 | OptiStar Elite Mobile Injector | TPR | TPR-INJ |  | 1 | 1 |  |  | TPR_INJ | TPR_CHILL,TPR_UPS
TPR | 989801270096 | OptiStar Elite Pedestal Injector | TPR | TPR-INJ |  | 1 | 1 |  |  | TPR_INJ | TPR_CHILL,TPR_UPS
TPR | 989801270105 | 15000 OPN CHILLER, 208-230 VAC | TPR | TPR-CHILL |  | 1 | 1 |  |  | TPR_INJ | TPR_CHILL,TPR_UPS
TPR | 989801270106 | 15000 OPN CHILLER, 460 VAC | TPR | TPR-CHILL |  | 1 | 1 |  |  | TPR_CHILL,TPR_INJ | TPR_UPS
TPR | 989801270107 | 15000 OPN CHILLER, HI AMBIENT | TPR | TPR-CHILL |  | 1 | 1 |  |  | TPR_INJ | TPR_CHILL,TPR_UPS
TPR | 989801270108 | 15000 OPN CHILLER, SW, 208-230 VAC | TPR | TPR-CHILL |  | 1 | 1 |  |  | TPR_INJ | TPR_CHILL,TPR_UPS
TPR | 989801270109 | DimplexWO2-7500 Coastal | TPR | TPR-CHILL |  | 1 | 1 |  |  | TPR_CHILL | TPR_INJ,TPR_UPS
TPR | 98980127011 | 15000 PRESS CHILLER, 460 VAC | TPR | TPR-CHILL |  | 1 | 1 |  |  | TPR_INJ | TPR_CHILL,TPR_UPS
TPR | 989801270110 | 15000 PRESS CHILLER, 208-230 VAC | TPR | TPR-CHILL |  | 1 | 1 |  |  | TPR_INJ | TPR_CHILL,TPR_UPS
TPR | 989801270111 | 15000 PRESS CHILLER, 460 VAC | TPR | TPR-CHILL |  | 1 | 1 |  |  | TPR_INJ | TPR_CHILL,TPR_UPS
TPR | 989801270112 | 15000 PRESS CHILLER, SW, 208-230 VAC | TPR | TPR-CHILL |  | 1 | 1 |  |  | TPR_INJ | TPR_CHILL,TPR_UPS
TPR | 989801270113 | 15000 PRESS CHILLER, SW, 460 VAC | TPR | TPR-CHILL |  | 1 | 1 |  |  | TPR_INJ | TPR_CHILL,TPR_UPS
TPR | 989801270114 | DimplexFilter flow meter kit | TPR | TPR-CHILL |  | 1 | 1 |  |  | TPR_CHILL | TPR_INJ,TPR_UPS
TPR | 989801270115 | DimplexWO2-7500 Low Ambient | TPR | TPR-CHILL |  | 1 | 1 |  |  | TPR_CHILL | TPR_INJ,TPR_UPS
TPR | 989801270116 | DimplexCIP – 10/40 gpm manual bypass | TPR | TPR-CHILL |  | 1 | 1 |  |  | TPR_CHILL | TPR_INJ,TPR_UPS
TPR | 989801270119 | DimplexWO2-7500 Seismic | TPR | TPR-CHILL |  | 1 | 1 |  |  | TPR_CHILL | TPR_INJ,TPR_UPS
TPR | 989801270120 | DimplexWO2-7500 Seismic Coastal | TPR | TPR-CHILL |  | 1 | 1 |  |  | TPR_CHILL | TPR_INJ,TPR_UPS
TPR | 989801271107 | MR Mid Tier UPS 3.0T Achieva Ingenia | TPR | TPR-UPS |  | 1 | 1 |  |  | TPR_UPS | TPR_CHILL,TPR_INJ
TPR | 989801271108 | MR Mid Tier UPS 1.5T Achieva Ingenia | TPR | TPR-UPS |  | 1 | 1 |  |  | TPR_UPS | TPR_CHILL,TPR_INJ
TPR | 989801271109 | MR Mid-Tier UPS SSC 1.5T Achieva Ingenia | TPR | TPR-UPS |  | 1 | 1 |  |  | TPR_UPS | TPR_CHILL,TPR_INJ
TPR | 989801271110 | MR Mid-Tier UPS SSC 3.0T Achieva Ingenia | TPR | TPR-UPS |  | 1 | 1 |  |  | TPR_UPS | TPR_CHILL,TPR_INJ
TPR | 989801271111 | DTS 10-40 GPM Auto Chiller Interface | TPR | TPR-CHILL |  | 1 | 1 |  |  | TPR_INJ | TPR_CHILL,TPR_UPS
TPR | 989801271112 | 10-40 Manual Chiller Interface Panel | TPR | TPR-CHILL |  | 1 | 1 |  |  | TPR_CHILL,TPR_INJ | TPR_UPS
TPR | 989801271113 | DimplexChiller Startup - startup, PM | TPR | TPR-CHILL |  | 1 | 1 |  |  | TPR_CHILL | TPR_INJ,TPR_UPS
TPR | 989801271115 | cBoxX60SA Chiller (460VAC) | TPR | TPR-CHILL |  | 1 | 1 |  |  | TPR_INJ | TPR_CHILL,TPR_UPS
TPR | 989801271116 | KKTcBoxX 60 LOW AMBIENT | TPR | TPR-CHILL |  | 1 | 1 |  |  | TPR_CHILL | TPR_INJ,TPR_UPS
TPR | 989801271117 | KKTSEISMIC OSHPD cBoxX60SA | TPR | TPR-CHILL |  | 1 | 1 |  |  | TPR_CHILL | TPR_INJ,TPR_UPS
TPR | 989801271118 | cBoxX70HA Chiller (460VAC) | TPR | TPR-CHILL |  | 1 | 1 |  |  | TPR_INJ | TPR_CHILL,TPR_UPS
TPR | 989801271119 | KKTChiller cBoxX70HA SEISMIC OSHPD | TPR | TPR-CHILL |  | 1 | 1 |  |  | TPR_CHILL | TPR_INJ,TPR_UPS
TPR | 989801271120 | KKTGlycol - KKT Protect 37% - 5 gallons | TPR | TPR-CHILL |  | 1 | 1 |  |  | TPR_CHILL | TPR_INJ,TPR_UPS
TPR | 989801271121 | KKTGlycol - KKT Protect 37% - 55 gallons | TPR | TPR-CHILL |  | 1 | 1 |  |  | TPR_CHILL | TPR_INJ,TPR_UPS
TPR | 989801271122 | KKTGlycol - KKT Protect 50% - 5 gallons | TPR | TPR-CHILL |  | 1 | 1 |  |  | TPR_CHILL | TPR_INJ,TPR_UPS
TPR | 989801271123 | KKTGlycol - KKT Protect 50% - 55 gallons | TPR | TPR-CHILL |  | 1 | 1 |  |  | TPR_CHILL | TPR_INJ,TPR_UPS
TPR | 989801271124 | cBoxX60SA Chiller only (460VAC) | TPR | TPR-CHILL |  | 1 | 1 |  |  | TPR_CHILL,TPR_INJ | TPR_UPS
TPR | 989801271125 | KKTChiller (460VAC) - High Ambient | TPR | TPR-CHILL |  | 1 | 1 |  |  | TPR_CHILL | TPR_INJ,TPR_UPS
TPR | 989801271126 | KKTCHILLER INTERFACE PANEL | TPR | TPR-CHILL |  | 1 | 1 |  |  | TPR_CHILL | TPR_INJ,TPR_UPS
TPR | 989801271127 | KKTCHILLER START UP PLUS | TPR | TPR-CHILL |  | 1 | 1 |  |  | TPR_CHILL | TPR_INJ,TPR_UPS
TPR | 989801271129 | MEDRAD MRXperion MR Injection System | TPR | TPR-INJ |  | 1 | 1 |  |  | TPR_INJ | TPR_CHILL,TPR_UPS
TPR | 989801271130 | cBoxX100SA Chiller 460VAC | TPR | TPR-CHILL |  | 1 | 1 |  |  | TPR_INJ | TPR_CHILL,TPR_UPS
TPR | 989801271134 | IGT Fluro UPS - CLLF 75 KVA Modulys | TPR | TPR-UPS |  | 1 | 1 |  |  | TPR_UPS | TPR_CHILL,TPR_INJ
TPR | 989801271135 | Socomec 100kva MR UPS (without Chiller) | TPR | TPR-UPS |  | 1 | 1 |  |  | TPR_UPS | TPR_CHILL,TPR_INJ
TPR | 989801271136 | Socomec OSHPD100kva MR UPS with Chiller | TPR | TPR-UPS |  | 1 | 1 |  |  | TPR_UPS | TPR_CHILL,TPR_INJ
TPR | 989801271137 | Socomec OSHPD100kva MR UPS w/out Chiller | TPR | TPR-UPS |  | 1 | 1 |  |  | TPR_UPS | TPR_CHILL,TPR_INJ
TPR | 989801271138 | Staco 125kva kva MR UPS (with Chiller) | TPR | TPR-UPS |  | 1 | 1 |  |  | TPR_UPS | TPR_CHILL,TPR_INJ
TPR | 989801271139 | Staco 125kva kva MR UPS (w/out Chiller) | TPR | TPR-UPS |  | 1 | 1 |  |  | TPR_UPS | TPR_CHILL,TPR_INJ
TPR | 989801271140 | Staco OSHPS 125kva MR UPS (with Chiller) | TPR | TPR-UPS |  | 1 | 1 |  |  | TPR_UPS | TPR_CHILL,TPR_INJ
TPR | 989801271141 | Staco OSHPD 125kva MR UPS w/out Chiller | TPR | TPR-UPS |  | 1 | 1 |  |  | TPR_UPS | TPR_CHILL,TPR_INJ
TPR | 989801271142 | MR UPS Mid Tier Umdu Socomec | TPR | TPR-UPS |  | 1 | 1 |  |  | TPR_UPS | TPR_CHILL,TPR_INJ
TPR | 989801271143 | MR UPS Mid Tier Gmdu Socomec | TPR | TPR-UPS |  | 1 | 1 |  |  | TPR_UPS | TPR_CHILL,TPR_INJ
TPR | 989801271147 | Elition Std Chiller Pkg- Dimplex | TPR | TPR-CHILL |  | 1 | 1 |  |  | TPR_INJ | TPR_CHILL,TPR_UPS
TPR | 989801271148 | Elition OSHPD Chiller Pkg- Dimplex | TPR | TPR-CHILL |  | 1 | 1 |  |  | TPR_INJ | TPR_CHILL,TPR_UPS
TPR | 989801278002 | 80KVA 3 Phs UPS 480VAC I/O | TPR | TPR-UPS |  | 1 | 1 |  |  | TPR_UPS | TPR_CHILL,TPR_INJ
TPR | 989801278004 | Chloride 80KVA 3 Phs Pwr Cnd 480VAC I/O | TPR | TPR-UPS |  | 1 | 1 |  |  | TPR_UPS | TPR_CHILL,TPR_INJ
TPR | 989801278005 | 80kVA 3 PHs UPS 208 / 480 | TPR | TPR-UPS |  | 1 | 1 |  |  | TPR_UPS | TPR_CHILL,TPR_INJ
TPR | 989801278018 | 300VA Line Conditioning UPS MG | TPR | TPR-UPS |  | 1 | 1 |  |  | TPR_UPS | TPR_CHILL,TPR_INJ
TPR | 989801278019 | 600VA Line Conditioning UPS MG | TPR | TPR-UPS |  | 1 | 1 |  |  | TPR_UPS | TPR_CHILL,TPR_INJ
TPR | 989801278020 | 80KVA UPS 480VAC I/O and Enclos | TPR | TPR-UPS |  | 1 | 1 |  |  | TPR_UPS | TPR_CHILL,TPR_INJ
TPR | 989801278021 | 80KVA UPS 208VAC I/O and Enclos | TPR | TPR-UPS |  | 1 | 1 |  |  | TPR_UPS | TPR_CHILL,TPR_INJ
TPR | 989801278022 | 80KVA UPS 480VAC I/O and Enclos | TPR | TPR-UPS |  | 1 | 1 |  |  | TPR_UPS | TPR_CHILL,TPR_INJ
TPR | 989801278023 | 80KVA UPS 208VAC I/O and Enclos | TPR | TPR-UPS |  | 1 | 1 |  |  | TPR_UPS | TPR_CHILL,TPR_INJ
TPR | 989801278026 | 3.0kVA Tripplite UPS | TPR | TPR-UPS |  | 1 | 1 |  |  | TPR_UPS | TPR_CHILL,TPR_INJ
TPR | 989801278027 | 2000VA Line Conditioning UPS | TPR | TPR-UPS |  | 1 | 1 |  |  | TPR_UPS | TPR_CHILL,TPR_INJ
TPR | 989801278029 | MR Mid-Tier Solution - Intera | TPR | TPR-UPS |  | 1 | 1 |  |  | TPR_UPS | TPR_CHILL,TPR_INJ
TPR | 989801278031 | PDU-4000 w/3kVA UPS | TPR | TPR-UPS |  | 1 | 1 |  |  | TPR_UPS | TPR_CHILL,TPR_INJ
TPR | 989801278032 | Chloride 80KVA 3Phs InptFltr 480VAC I/O | TPR | TPR-UPS |  | 1 | 1 |  |  | TPR_UPS | TPR_CHILL,TPR_INJ
TPR | 989801278034 | 225KVA 3 Phs PC 480VAC I/O | TPR | TPR-UPS |  | 1 | 1 |  |  | TPR_UPS | TPR_CHILL,TPR_INJ
TPR | 989801278039 | 80KVA 3 Phs PC to UPS Upgrade | TPR | TPR-UPS |  | 1 | 1 |  |  | TPR_UPS | TPR_CHILL,TPR_INJ
TPR | 989801278044 | 1,440VA Line Conditioning UPS | TPR | TPR-UPS |  | 1 | 1 |  |  | TPR_UPS | TPR_CHILL,TPR_INJ
TPR | 989801278045 | 80kVA 3 PHs UPS 480 / 208 | TPR | TPR-UPS |  | 1 | 1 |  |  | TPR_UPS | TPR_CHILL,TPR_INJ
TPR | 989801278047 | 50KVA 3 Phs UPS 480 In/380 Out | TPR | TPR-UPS |  | 1 | 1 |  |  | TPR_UPS | TPR_CHILL,TPR_INJ
TPR | 989801278048 | 2.4KVA Sngl Phs 220 VAC In L-N | TPR | TPR-UPS |  | 1 | 1 |  |  | TPR_UPS | TPR_CHILL,TPR_INJ
TPR | 989801278049 | 2.4KVA Sngl Phs 208, 240 VAC | TPR | TPR-UPS |  | 1 | 1 |  |  | TPR_UPS | TPR_CHILL,TPR_INJ
TPR | 989801278052 | 100KVA 3 Phs UPS 480VAC I/O | TPR | TPR-UPS |  | 1 | 1 |  |  | TPR_UPS | TPR_CHILL,TPR_INJ
TPR | 989801278053 | 150KVA 3 Phs UPS 480VAC I/O | TPR | TPR-UPS |  | 1 | 1 |  |  | TPR_UPS | TPR_CHILL,TPR_INJ
TPR | 989801278054 | 225KVA 3 Phs UPS 480VAC I/O | TPR | TPR-UPS |  | 1 | 1 |  |  | TPR_UPS | TPR_CHILL,TPR_INJ
TPR | 989801278055 | 300KVA 3 Phs UPS 480VAC I/O | TPR | TPR-UPS |  | 1 | 1 |  |  | TPR_UPS | TPR_CHILL,TPR_INJ
TPR | 989801278056 | Spr Prts Kit 80kVA ChlorideUPS | TPR | TPR-UPS |  | 1 | 1 |  |  | TPR_UPS | TPR_CHILL,TPR_INJ
TPR | 989801278057 | 1.5kVA UPS 120VAC UL/IEC60601 | TPR | TPR-UPS |  | 1 | 1 |  |  | TPR_UPS | TPR_CHILL,TPR_INJ
TPR | 989801278058 | 3.0kVA UPS 220VAC UL/IEC60601 | TPR | TPR-UPS |  | 1 | 1 |  |  | TPR_UPS | TPR_CHILL,TPR_INJ
TPR | 989801278059 | Wheeled cart for 1.5kVA UPS | TPR | TPR-UPS |  | 1 | 1 |  |  | TPR_UPS | TPR_CHILL,TPR_INJ
TPR | 989801278060 | 1.0kVA UPS 120VAC UL/IEC60601 | TPR | TPR-UPS |  | 1 | 1 |  |  | TPR_UPS | TPR_CHILL,TPR_INJ
TPR | 989801278062 | 300KVA UPS 480VAC I/O and Enclos | TPR | TPR-UPS |  | 1 | 1 |  |  | TPR_UPS | TPR_CHILL,TPR_INJ
TPR | 989801278063 | 100KVA UPS 480VAC I/O and Enclos | TPR | TPR-UPS |  | 1 | 1 |  |  | TPR_UPS | TPR_CHILL,TPR_INJ
TPR | 989801278064 | 150KVA UPS 480VAC I/O and Enclos | TPR | TPR-UPS |  | 1 | 1 |  |  | TPR_UPS | TPR_CHILL,TPR_INJ
TPR | 989801278065 | 225KVA UPS 480VAC I/O and Enclos | TPR | TPR-UPS |  | 1 | 1 |  |  | TPR_UPS | TPR_CHILL,TPR_INJ
TPR | 989801278066 | 25KVA 3 Phs UPS 480VAC I/O | TPR | TPR-UPS |  | 1 | 1 |  |  | TPR_UPS | TPR_CHILL,TPR_INJ
TPR | 989801278067 | Fluoro Protection 480 / 480 | TPR | TPR-UPS |  | 1 | 1 |  |  | TPR_UPS | TPR_CHILL,TPR_INJ
TPR | 989801278068 | 15KVA 3 Phs UPS 480VAC I/O | TPR | TPR-UPS |  | 1 | 1 |  |  | TPR_UPS | TPR_CHILL,TPR_INJ
TPR | 989801278069 | 15KVA 3 Phs UPS 208VAC I/O | TPR | TPR-UPS |  | 1 | 1 |  |  | TPR_UPS | TPR_CHILL,TPR_INJ
TPR | 989801278071 | 25KVA 3 Phs UPS 208VAC I/O | TPR | TPR-UPS |  | 1 | 1 |  |  | TPR_UPS | TPR_CHILL,TPR_INJ
TPR | 989801278072 | 25KVA 3 Phs UPS 480VAC I/O | TPR | TPR-UPS |  | 1 | 1 |  |  | TPR_UPS | TPR_CHILL,TPR_INJ
TPR | 989801278075 | 50kVA 3 Phs BAT 480VAC I/O | TPR | TPR-UPS |  | 1 | 1 |  |  | TPR_UPS | TPR_CHILL,TPR_INJ
TPR | 989801278076 | 50kVA 3 Phs PC 480VAC I/O | TPR | TPR-UPS |  | 1 | 1 |  |  | TPR_UPS | TPR_CHILL,TPR_INJ
TPR | 989801278077 | 50KVA 3 Phs UPS 208VAC I/O | TPR | TPR-UPS |  | 1 | 1 |  |  | TPR_UPS | TPR_CHILL,TPR_INJ
TPR | 989801278078 | 50KVA 3 Phs UPS 480VAC I/O | TPR | TPR-UPS |  | 1 | 1 |  |  | TPR_UPS | TPR_CHILL,TPR_INJ
TPR | 989801278079 | 100KVA 3 Phs UPS 480VAC I/O | TPR | TPR-UPS |  | 1 | 1 |  |  | TPR_UPS | TPR_CHILL,TPR_INJ
TPR | 989801278082 | 100KVA 3 Phs PC 480VAC I/O | TPR | TPR-UPS |  | 1 | 1 |  |  | TPR_UPS | TPR_CHILL,TPR_INJ
TPR | 989801278085 | 150KVA 3 Phs PC 480VAC I/O | TPR | TPR-UPS |  | 1 | 1 |  |  | TPR_UPS | TPR_CHILL,TPR_INJ
TPR | 989801278086 | 150KVA 3 Phs UPS 480VAC I/O | TPR | TPR-UPS |  | 1 | 1 |  |  | TPR_UPS | TPR_CHILL,TPR_INJ
TPR | 989801278087 | 225KVA 3 Phs UPS 480VAC I/O | TPR | TPR-UPS |  | 1 | 1 |  |  | TPR_UPS | TPR_CHILL,TPR_INJ
TPR | 989801278088 | 300KVA 3 Phs UPS 480VAC I/O | TPR | TPR-UPS |  | 1 | 1 |  |  | TPR_UPS | TPR_CHILL,TPR_INJ
TPR | 989801278089 | 1300VA Line Conditioning UPS | TPR | TPR-UPS |  | 1 | 1 |  |  | TPR_UPS | TPR_CHILL,TPR_INJ
TPR | 989801278090 | 900VA Line Conditioning UPS | TPR | TPR-UPS |  | 1 | 1 |  |  | TPR_UPS | TPR_CHILL,TPR_INJ
TPR | 989801278094 | 2.4 KVA True On-Line UPS | TPR | TPR-UPS |  | 1 | 1 |  |  | TPR_UPS | TPR_CHILL,TPR_INJ
TPR | 989801278096 | 3.6KVA Sngl Phs 208/240 In | TPR | TPR-UPS |  | 1 | 1 |  |  | TPR_UPS | TPR_CHILL,TPR_INJ
TPR | 989801278097 | 3.6KVA Sngl Phs 208/240 In/L6 | TPR | TPR-UPS |  | 1 | 1 |  |  | TPR_UPS | TPR_CHILL,TPR_INJ
TPR | 989801278098 | 6KVA Sngl Phs 208/240 VAC In | TPR | TPR-UPS |  | 1 | 1 |  |  | TPR_UPS | TPR_CHILL,TPR_INJ
TPR | 989801278099 | 6KVA Sngl Phs 208/240VAC In/L6 | TPR | TPR-UPS |  | 1 | 1 |  |  | TPR_UPS | TPR_CHILL,TPR_INJ
TPR | 989801278100 | 8KVA Sngl Phs 208/240 VAC In | TPR | TPR-UPS |  | 1 | 1 |  |  | TPR_UPS | TPR_CHILL,TPR_INJ
TPR | 989801278150 | 375kVA Philips UPS 480VAC In/Out | TPR | TPR-UPS |  | 1 | 1 |  |  | TPR_UPS | TPR_CHILL,TPR_INJ
TPR | 989801278151 | 500kVA Philips UPS 480VAC In/Out | TPR | TPR-UPS |  | 1 | 1 |  |  | TPR_UPS | TPR_CHILL,TPR_INJ
TPR | 989801278152 | 750kVA Philips UPS 480VA In/Out | TPR | TPR-UPS |  | 1 | 1 |  |  | TPR_UPS | TPR_CHILL,TPR_INJ
TPR | 989801278153 | 100kVA Philips UPS 400VAC US Army Ver. | TPR | TPR-UPS |  | 1 | 1 |  |  | TPR_UPS | TPR_CHILL,TPR_INJ
TPR | 989801278155 | 15kVA Philips 3-phase UPS PM visit | TPR | TPR-UPS |  | 1 | 1 |  |  | TPR_UPS | TPR_CHILL,TPR_INJ
TPR | 989801278156 | 25kVA Philips 3-phase UPS PM visit | TPR | TPR-UPS |  | 1 | 1 |  |  | TPR_UPS | TPR_CHILL,TPR_INJ
TPR | 989801278157 | 50kVA Philips 3-phase UPS PM visit | TPR | TPR-UPS |  | 1 | 1 |  |  | TPR_UPS | TPR_CHILL,TPR_INJ
TPR | 989801278158 | 100kVA Philips 3-phase UPS PM visit | TPR | TPR-UPS |  | 1 | 1 |  |  | TPR_UPS | TPR_CHILL,TPR_INJ
TPR | 989801278159 | 150kVA Philips 3-phase UPS PM visit | TPR | TPR-UPS |  | 1 | 1 |  |  | TPR_UPS | TPR_CHILL,TPR_INJ
TPR | 989801278160 | 225kVA Philips 3-phase UPS PM visit | TPR | TPR-UPS |  | 1 | 1 |  |  | TPR_UPS | TPR_CHILL,TPR_INJ
TPR | 989801278161 | 300kVA Philips 3-phase UPS PM visit | TPR | TPR-UPS |  | 1 | 1 |  |  | TPR_UPS | TPR_CHILL,TPR_INJ
TPR | 989801278163 | 1YW - 100KVA 3 Phs UPS 480VAC I/O - FW | TPR | TPR-UPS |  | 1 | 1 |  |  | TPR_UPS | TPR_CHILL,TPR_INJ
TPR | 989801278164 | 1YW - 150KVA 3 Phs UPS 480VAC I/O - FW | TPR | TPR-UPS |  | 1 | 1 |  |  | TPR_UPS | TPR_CHILL,TPR_INJ
TPR | 989801278165 | 1YW - 225KVA 3 Phs UPS 480VAC I/O - FW | TPR | TPR-UPS |  | 1 | 1 |  |  | TPR_UPS | TPR_CHILL,TPR_INJ
TPR | 989801278166 | 1YW - 300KVA 3 Phs UPS 480VAC I/O - FW | TPR | TPR-UPS |  | 1 | 1 |  |  | TPR_UPS | TPR_CHILL,TPR_INJ
TPR | 989801278167 | 1YW - 100KVA 3 Phs UPS 480VAC I/O | TPR | TPR-UPS |  | 1 | 1 |  |  | TPR_UPS | TPR_CHILL,TPR_INJ
TPR | 989801278168 | 1YW - G8000 100KVA 3 Phs PC 480VAC I/O | TPR | TPR-UPS |  | 1 | 1 |  |  | TPR_UPS | TPR_CHILL,TPR_INJ
TPR | 989801278170 | 1YW - 150KVA 3 Phs UPS 480VAC I/O | TPR | TPR-UPS |  | 1 | 1 |  |  | TPR_UPS | TPR_CHILL,TPR_INJ
TPR | 989801278171 | 225KVA 3 Phs UPS 480VAC I/O | TPR | TPR-UPS |  | 1 | 1 |  |  | TPR_UPS | TPR_CHILL,TPR_INJ
TPR | 989801278172 | 1YW - 300KVA 3 Phs UPS 480VAC I/O | TPR | TPR-UPS |  | 1 | 1 |  |  | TPR_UPS | TPR_CHILL,TPR_INJ
TPR | 989801278173 | 1YW - 375KVA 3 Phs UPS 480VAC I/O | TPR | TPR-UPS |  | 1 | 1 |  |  | TPR_UPS | TPR_CHILL,TPR_INJ
TPR | 989801278174 | 1YW - 500KVA 3 Phs UPS 480VAC I/O | TPR | TPR-UPS |  | 1 | 1 |  |  | TPR_UPS | TPR_CHILL,TPR_INJ
TPR | 989801278175 | 750KVA 3 Phs UPS 480VAC I/O | TPR | TPR-UPS |  | 1 | 1 |  |  | TPR_UPS | TPR_CHILL,TPR_INJ
TPR | 989801278187 | 80kVA UPS 208VAC US Air Force Version | TPR | TPR-UPS |  | 1 | 1 |  |  | TPR_UPS | TPR_CHILL,TPR_INJ
TPR | 989801278198 | Single Enclosure - 80kVA UPS USARMY V3.0 | TPR | TPR-UPS |  | 1 | 1 |  |  | TPR_UPS | TPR_CHILL,TPR_INJ
TPR | 989801278200 | 225KVA UPS PM Visit - Chloride 3 Phase | TPR | TPR-UPS |  | 1 | 1 |  |  | TPR_UPS | TPR_CHILL,TPR_INJ
TPR | 989801278204 | 80/100KVA UPS PM Visit - Chloride 3 Phas | TPR | TPR-UPS |  | 1 | 1 |  |  | TPR_UPS | TPR_CHILL,TPR_INJ
TPR | 989801278210 | 100KVA 3 Phs UPS 480 I/O - SSC | TPR | TPR-UPS |  | 1 | 1 |  |  | TPR_UPS | TPR_CHILL,TPR_INJ
TPR | 989801278211 | 150KVA 3 Phs UPS 480 I/O - SSC | TPR | TPR-UPS |  | 1 | 1 |  |  | TPR_UPS | TPR_CHILL,TPR_INJ
TPR | 989801278212 | 225KVA 3 Phs UPS 480 I/O - SSC | TPR | TPR-UPS |  | 1 | 1 |  |  | TPR_UPS | TPR_CHILL,TPR_INJ
TPR | 989801278213 | 50KVA 3 Phs UPS 480 I/O - SSC | TPR | TPR-UPS |  | 1 | 1 |  |  | TPR_UPS | TPR_CHILL,TPR_INJ
TPR | 989801278214 | 25kva 4200 Fluoro Protection 480 I/O - SSC | TPR | TPR-UPS |  | 1 | 1 |  |  | TPR_UPS | TPR_CHILL,TPR_INJ
TPR | 989801278218 | 2.4kVA UPS Battery Replacement | TPR | TPR-UPS |  | 1 | 1 |  |  | TPR_UPS | TPR_CHILL,TPR_INJ
TPR | 989801278219 | 225KVA Chl 3 Phs UPS 60Hz | TPR | TPR-UPS |  | 1 | 1 |  |  | TPR_UPS | TPR_CHILL,TPR_INJ
TPR | 989801278222 | 15KVA 3 Phs UPS 480VAC I/O | TPR | TPR-UPS |  | 1 | 1 |  |  | TPR_UPS | TPR_CHILL,TPR_INJ
TPR | 989801278224 | 25KVA 3 Phs UPS 480VAC I/O | TPR | TPR-UPS |  | 1 | 1 |  |  | TPR_UPS | TPR_CHILL,TPR_INJ
TPR | 989801278225 | 6KVA UPS Batt. Repl. (Philips) | TPR | TPR-UPS |  | 1 | 1 |  |  | TPR_UPS | TPR_CHILL,TPR_INJ
TPR | 989801278228 | 25kva 4200 Fluoro Protection 480/480,12.5MRT | TPR | TPR-UPS |  | 1 | 1 |  |  | TPR_UPS | TPR_CHILL,TPR_INJ
TPR | 989801278229 | 80KVA 3Phs UPS 480VAC I/O,3YR | TPR | TPR-UPS |  | 1 | 1 |  |  | TPR_UPS | TPR_CHILL,TPR_INJ
TPR | 989801278230 | MR Mid-Tier UPS (Panorama/Intera) | TPR | TPR-UPS |  | 1 | 1 |  |  | TPR_UPS | TPR_CHILL,TPR_INJ
TPR | 989801278231 | 500kVA UPS 480 VAC I/O | TPR | TPR-UPS |  | 1 | 1 |  |  | TPR_UPS | TPR_CHILL,TPR_INJ
TPR | 989801278232 | 500kVA UPS 480 VAC I/O, SPL | TPR | TPR-UPS |  | 1 | 1 |  |  | TPR_UPS | TPR_CHILL,TPR_INJ
TPR | 989801278235 | 225kVA G8000 UPS 400 volts 3 Phase 50 Hz | TPR | TPR-UPS |  | 1 | 1 |  |  | TPR_UPS | TPR_CHILL,TPR_INJ
TPR | 989801278236 | 225kVA G8000 UPS 480 volts 3 Phase 60 Hz | TPR | TPR-UPS |  | 1 | 1 |  |  | TPR_UPS | TPR_CHILL,TPR_INJ
TPR | 989801278237 | 2.1kVA UPS 120VAC UL/IEC 60601 | TPR | TPR-UPS |  | 1 | 1 |  |  | TPR_UPS | TPR_CHILL,TPR_INJ
TPR | 989801278238 | 100KVA UPS 480VAC I/O w SM Enc | TPR | TPR-UPS |  | 1 | 1 |  |  | TPR_UPS | TPR_CHILL,TPR_INJ
TPR | 989801278239 | MR Mid-Tier UPS, SSC (Panorama/Intera) | TPR | TPR-UPS |  | 1 | 1 |  |  | TPR_UPS | TPR_CHILL,TPR_INJ
TPR | 989801278249 | 25 kVA 3 Phs UPS 480 I/O - SSC | TPR | TPR-UPS |  | 1 | 1 |  |  | TPR_UPS | TPR_CHILL,TPR_INJ
TPR | 989801278264 | MR Mid-Tier UPS (1.5T Achieva/Ingenia) | TPR | TPR-UPS |  | 1 | 1 |  |  | TPR_UPS | TPR_CHILL,TPR_INJ
TPR | 989801278265 | MR Mid-Tier UPS (3.0T Achieva/Ingenia) | TPR | TPR-UPS |  | 1 | 1 |  |  | TPR_UPS | TPR_CHILL,TPR_INJ
TPR | 989801278266 | MR Mid-Tier UPS SSC (1.5T Achieva/Ingeni | TPR | TPR-UPS |  | 1 | 1 |  |  | TPR_UPS | TPR_CHILL,TPR_INJ
TPR | 989801278267 | MR Mid-Tier UPS SSC (3.0T Achieva/Ingeni | TPR | TPR-UPS |  | 1 | 1 |  |  | TPR_UPS | TPR_CHILL,TPR_INJ
TPR | 989801278272 | 25kVA 3Ph UPS 480v AC I/O UPC | TPR | TPR-UPS |  | 1 | 1 |  |  | TPR_UPS | TPR_CHILL,TPR_INJ
TPR | 989801278273 | 10KVA UPS | TPR | TPR-UPS |  | 1 | 1 |  |  | TPR_UPS | TPR_CHILL,TPR_INJ
TPR | 989801278274 | 30KVA UPS | TPR | TPR-UPS |  | 1 | 1 |  |  | TPR_UPS | TPR_CHILL,TPR_INJ
TPR | 989801278275 | 50KVA UPS | TPR | TPR-UPS |  | 1 | 1 |  |  | TPR_UPS | TPR_CHILL,TPR_INJ
TPR | 989801278276 | 80KVA UPS | TPR | TPR-UPS |  | 1 | 1 |  |  | TPR_UPS | TPR_CHILL,TPR_INJ
TPR | 989801278277 | 100KVA UPS | TPR | TPR-UPS |  | 1 | 1 |  |  | TPR_UPS | TPR_CHILL,TPR_INJ
TPR | 989801278278 | 150KVA UPS | TPR | TPR-UPS |  | 1 | 1 |  |  | TPR_UPS | TPR_CHILL,TPR_INJ
TPR | 989801278279 | 225KVA UPS | TPR | TPR-UPS |  | 1 | 1 |  |  | TPR_UPS | TPR_CHILL,TPR_INJ
TPR | 989801278280 | 300KVA UPS | TPR | TPR-UPS |  | 1 | 1 |  |  | TPR_UPS | TPR_CHILL,TPR_INJ
TPR | 989801278281 | 500KVA UPS | TPR | TPR-UPS |  | 1 | 1 |  |  | TPR_UPS | TPR_CHILL,TPR_INJ
TPR | 989801278282 | RF Mid-Tier UPS Solution | TPR | TPR-UPS |  | 1 | 1 |  |  | TPR_UPS | TPR_CHILL,TPR_INJ
TPR | 989801278295 | UPS Toshiba 1600XP | TPR | TPR-UPS |  | 1 | 1 |  |  | TPR_UPS | TPR_CHILL,TPR_INJ
TPR | 989801278298 | Philips 125KVA UPS | TPR | TPR-UPS |  | 1 | 1 |  |  | TPR_UPS | TPR_CHILL,TPR_INJ
TPR | 989801278300 | Philips 500KVA G8000 UPS | TPR | TPR-UPS |  | 1 | 1 |  |  | TPR_UPS | TPR_CHILL,TPR_INJ
TPR | 989801278302 | Philips 25 kVA UPS w UTS 8.2 ready | TPR | TPR-UPS |  | 1 | 1 |  |  | TPR_UPS | TPR_CHILL,TPR_INJ
TPR | 989801278304 | Philips 25kVA UPC Fluoro UPS, 8.2 | TPR | TPR-UPS |  | 1 | 1 |  |  | TPR_UPS | TPR_CHILL,TPR_INJ
TPR | 989801278312 | G8000 125kVA 100kW Philips UPS Seismic | TPR | TPR-UPS |  | 1 | 1 |  |  | TPR_UPS | TPR_CHILL,TPR_INJ
TPR | 989801278314 | 2.4KVA UPS Preventative Maintenance | TPR | TPR-UPS |  | 1 | 1 |  |  | TPR_UPS | TPR_CHILL,TPR_INJ
TPR | 989801278315 | 6KVA UPS Battery Change | TPR | TPR-UPS |  | 1 | 1 |  |  | TPR_UPS | TPR_CHILL,TPR_INJ
TPR | 989801278316 | 25KVA UPS Battery Change | TPR | TPR-UPS |  | 1 | 1 |  |  | TPR_UPS | TPR_CHILL,TPR_INJ
TPR | 989801278317 | 25KVA UPS Preventative Maintenance | TPR | TPR-UPS |  | 1 | 1 |  |  | TPR_UPS | TPR_CHILL,TPR_INJ
TPR | 989801278318 | 50KVA UPS Battery Replacement | TPR | TPR-UPS |  | 1 | 1 |  |  | TPR_UPS | TPR_CHILL,TPR_INJ
TPR | 989801278319 | 50KVA UPS Preventative Maintenance | TPR | TPR-UPS |  | 1 | 1 |  |  | TPR_UPS | TPR_CHILL,TPR_INJ
TPR | 989801278320 | 80KVA UPS Battery Change | TPR | TPR-UPS |  | 1 | 1 |  |  | TPR_UPS | TPR_CHILL,TPR_INJ
TPR | 989801278321 | 80KVA Chlor UPS Preventative Maintenance | TPR | TPR-UPS |  | 1 | 1 |  |  | TPR_UPS | TPR_CHILL,TPR_INJ
TPR | 989801278322 | 100KVA UPS Battery Change | TPR | TPR-UPS |  | 1 | 1 |  |  | TPR_UPS | TPR_CHILL,TPR_INJ
TPR | 989801278323 | 100KVA UPS Preventative Maintenance | TPR | TPR-UPS |  | 1 | 1 |  |  | TPR_UPS | TPR_CHILL,TPR_INJ
TPR | 989801278324 | 150KVA UPS Battery Change | TPR | TPR-UPS |  | 1 | 1 |  |  | TPR_UPS | TPR_CHILL,TPR_INJ
TPR | 989801278325 | 150KVA UPS Preventative Maintenance | TPR | TPR-UPS |  | 1 | 1 |  |  | TPR_UPS | TPR_CHILL,TPR_INJ
TPR | 989801278326 | 225KVA UPS Preventative Maintenance | TPR | TPR-UPS |  | 1 | 1 |  |  | TPR_UPS | TPR_CHILL,TPR_INJ
TPR | 989801278327 | 225KVA UPS Battery Change | TPR | TPR-UPS |  | 1 | 1 |  |  | TPR_UPS | TPR_CHILL,TPR_INJ
TPR | 989801278328 | 300KVA UPS Battery Change | TPR | TPR-UPS |  | 1 | 1 |  |  | TPR_UPS | TPR_CHILL,TPR_INJ
TPR | 989801278329 | 300KVA UPS Preventative Maintenance | TPR | TPR-UPS |  | 1 | 1 |  |  | TPR_UPS | TPR_CHILL,TPR_INJ
TPR | 989801278330 | 2.4KVA UPS Battery Change | TPR | TPR-UPS |  | 1 | 1 |  |  | TPR_UPS | TPR_CHILL,TPR_INJ
TPR | 989801278331 | 6 KVA UPS Preventative Maintenance | TPR | TPR-UPS |  | 1 | 1 |  |  | TPR_UPS | TPR_CHILL,TPR_INJ
TPR | 989801278332 | KKTGlycol - KKT Protect 37% - 5 gallons | TPR | TPR-CHILL |  | 1 | 1 |  |  | TPR_CHILL | TPR_INJ,TPR_UPS
TPR | 989801278333 | KKTGlycol - KKT Protect 37% - 55 gallons | TPR | TPR-CHILL |  | 1 | 1 |  |  | TPR_CHILL | TPR_INJ,TPR_UPS
TPR | 989801278334 | KKTGlycol - KKT Protect 50% - 5 gallons | TPR | TPR-CHILL |  | 1 | 1 |  |  | TPR_CHILL | TPR_INJ,TPR_UPS
TPR | 989801278335 | KKTGlycol - KKT Protect 50% - 55 gallons | TPR | TPR-CHILL |  | 1 | 1 |  |  | TPR_CHILL | TPR_INJ,TPR_UPS
TPR | 989801278353 | KKTCHILLER INTERFACE PANEL 2 | TPR | TPR-CHILL |  | 1 | 1 |  |  | TPR_CHILL | TPR_INJ,TPR_UPS
TPR | 989801278354 | KKTChiller (460VAC) - Standard Ambient | TPR | TPR-CHILL |  | 1 | 1 |  |  | TPR_CHILL | TPR_INJ,TPR_UPS
TPR | 989801278355 | KKTChiller Replacement Install Kit #1 – For Installs without CIP | TPR | TPR-CHILL |  | 1 | 1 |  |  | TPR_CHILL | TPR_INJ,TPR_UPS
TPR | 989801278356 | KKTChiller Replacement Install Kit #2 – For Installs with CIP | TPR | TPR-CHILL |  | 1 | 1 |  |  | TPR_CHILL | TPR_INJ,TPR_UPS
TPR | 989801278366 | DC-Group 2.4kva Toshiba UPS PM 200 mile | TPR | TPR-UPS |  | 1 | 1 |  |  | TPR_UPS | TPR_CHILL,TPR_INJ
TPR | 989801278367 | DC-Group 2.4kva Toshiba UPS PM 400 mile | TPR | TPR-UPS |  | 1 | 1 |  |  | TPR_UPS | TPR_CHILL,TPR_INJ
TPR | 989801278368 | DC-Group 6kva Toshiba UPS PM 200 mile | TPR | TPR-UPS |  | 1 | 1 |  |  | TPR_UPS | TPR_CHILL,TPR_INJ
TPR | 989801278369 | DC-Group 6kva Toshiba UPS PM 400 mile | TPR | TPR-UPS |  | 1 | 1 |  |  | TPR_UPS | TPR_CHILL,TPR_INJ
TPR | 989801278370 | DC-Group 25kva Toshiba UPS PM 200 mile | TPR | TPR-UPS |  | 1 | 1 |  |  | TPR_UPS | TPR_CHILL,TPR_INJ
TPR | 989801278371 | DC-Group 25kva Toshiba UPS PM 400 mile | TPR | TPR-UPS |  | 1 | 1 |  |  | TPR_UPS | TPR_CHILL,TPR_INJ
TPR | 989801278372 | DC-Group 50kva Toshiba UPS PM 200 mile | TPR | TPR-UPS |  | 1 | 1 |  |  | TPR_UPS | TPR_CHILL,TPR_INJ
TPR | 989801278373 | DC-Group 50kva Toshiba UPS PM 400 mile | TPR | TPR-UPS |  | 1 | 1 |  |  | TPR_UPS | TPR_CHILL,TPR_INJ
TPR | 989801278376 | DC-Group 80kva Toshiba UPS PM 200 mile | TPR | TPR-UPS |  | 1 | 1 |  |  | TPR_UPS | TPR_CHILL,TPR_INJ
TPR | 989801278377 | DC-Group 80kva Toshiba UPS PM 400 mile | TPR | TPR-UPS |  | 1 | 1 |  |  | TPR_UPS | TPR_CHILL,TPR_INJ
TPR | 989801278378 | DC-Group 100kva Toshiba UPS PM 200 mile | TPR | TPR-UPS |  | 1 | 1 |  |  | TPR_UPS | TPR_CHILL,TPR_INJ
TPR | 989801278379 | DC-Group 100kva Toshiba UPS PM 400 mile | TPR | TPR-UPS |  | 1 | 1 |  |  | TPR_UPS | TPR_CHILL,TPR_INJ
TPR | 989801278382 | DC-Group 150kva Toshiba UPS PM 200 mile | TPR | TPR-UPS |  | 1 | 1 |  |  | TPR_UPS | TPR_CHILL,TPR_INJ
TPR | 989801278383 | DC-Group 150kva Toshiba UPS PM 400 mile | TPR | TPR-UPS |  | 1 | 1 |  |  | TPR_UPS | TPR_CHILL,TPR_INJ
TPR | 989801278386 | DC-Group 225kva Toshiba UPS PM 200 mile | TPR | TPR-UPS |  | 1 | 1 |  |  | TPR_UPS | TPR_CHILL,TPR_INJ
TPR | 989801278387 | DC-Group 225kva Toshiba UPS PM 400 mile | TPR | TPR-UPS |  | 1 | 1 |  |  | TPR_UPS | TPR_CHILL,TPR_INJ
TPR | 989801278388 | DC-Group 300kva Toshiba UPS PM 200 mile | TPR | TPR-UPS |  | 1 | 1 |  |  | TPR_UPS | TPR_CHILL,TPR_INJ
TPR | 989801278389 | DC-Group 300kva Toshiba UPS PM 400 mile | TPR | TPR-UPS |  | 1 | 1 |  |  | TPR_UPS | TPR_CHILL,TPR_INJ
TPR | 989801278407 | CardioMD 2kva Staco UPS | TPR | TPR-UPS |  | 1 | 1 |  |  | TPR_UPS | TPR_CHILL,TPR_INJ
TPR | 989801278412 | Schneider Galaxy VS full load 80kva UPS | TPR | TPR-UPS |  | 1 | 1 |  |  | TPR_UPS | TPR_CHILL,TPR_INJ
TPR | 989801278413 | Schneider GalaxyVS OSHPD Full 80kva UPS | TPR | TPR-UPS |  | 1 | 1 |  |  | TPR_UPS | TPR_CHILL,TPR_INJ
TPR | 989801278414 | Schneider OSHPD CLLF UPS | TPR | TPR-UPS |  | 1 | 1 |  |  | TPR_UPS | TPR_CHILL,TPR_INJ
TPR | 989801278456 | IGT Compact Full UPS | TPR | TPR-UPS |  | 1 | 1 |  |  | TPR_UPS | TPR_CHILL,TPR_INJ
TPR | 989801278457 | 10kVA MR Mid Tier uMDU UPS Staco | TPR | TPR-UPS |  | 1 | 1 |  |  | TPR_UPS | TPR_CHILL,TPR_INJ
TPR | 989801278458 | UPS 65kVA OSHPD MR mid tier gMDU Staco | TPR | TPR-UPS |  | 1 | 1 |  |  | TPR_UPS | TPR_CHILL,TPR_INJ
TPR | 989801278459 | UPS 65kVA MR mid tier gMDU Staco | TPR | TPR-UPS |  | 1 | 1 |  |  | TPR_UPS | TPR_CHILL,TPR_INJ
TPR | 989801278464 | Electronic Environments 25kva UPS PM | TPR | TPR-UPS |  | 1 | 1 |  |  | TPR_UPS | TPR_CHILL,TPR_INJ
TPR | 989801278465 | Electronic Environments 50kva UPS PM | TPR | TPR-UPS |  | 1 | 1 |  |  | TPR_UPS | TPR_CHILL,TPR_INJ
TPR | 989801278466 | Electronic Environments 2.4kva UPS PM | TPR | TPR-UPS |  | 1 | 1 |  |  | TPR_UPS | TPR_CHILL,TPR_INJ
TPR | 989801278467 | Electronic Environments 6kva UPS PM | TPR | TPR-UPS |  | 1 | 1 |  |  | TPR_UPS | TPR_CHILL,TPR_INJ
TPR | 989801278468 | Electronic Environments 80kva UPS PM | TPR | TPR-UPS |  | 1 | 1 |  |  | TPR_UPS | TPR_CHILL,TPR_INJ
TPR | 989801278469 | Electronic Env. 25kva UPS Batteries | TPR | TPR-UPS |  | 1 | 1 |  |  | TPR_UPS | TPR_CHILL,TPR_INJ
TPR | 989801278470 | Electronic Env. 50kva UPS Batteries | TPR | TPR-UPS |  | 1 | 1 |  |  | TPR_UPS | TPR_CHILL,TPR_INJ
TPR | 989801278471 | Electronic Env. 2.4kva UPS Batteries | TPR | TPR-UPS |  | 1 | 1 |  |  | TPR_UPS | TPR_CHILL,TPR_INJ
TPR | 989801278472 | Electronic Env. 6kva UPS Batteries | TPR | TPR-UPS |  | 1 | 1 |  |  | TPR_UPS | TPR_CHILL,TPR_INJ
TPR | 989801278473 | Electronic Env. 80kva UPS Batteries | TPR | TPR-UPS |  | 1 | 1 |  |  | TPR_UPS | TPR_CHILL,TPR_INJ
TPR | 989801278474 | DimplexWO2-2-5000 Standard | TPR | TPR-CHILL |  | 1 | 1 |  |  | TPR_CHILL | TPR_INJ,TPR_UPS
TPR | 989801278475 | DimplexWO2-2-5000 Low Ambient | TPR | TPR-CHILL |  | 1 | 1 |  |  | TPR_CHILL | TPR_INJ,TPR_UPS
TPR | 989801278476 | DimplexWO2-2-5000 Seismic | TPR | TPR-CHILL |  | 1 | 1 |  |  | TPR_CHILL | TPR_INJ,TPR_UPS
TPR | 989801278477 | DimplexWO2-2-5000 Coastal | TPR | TPR-CHILL |  | 1 | 1 |  |  | TPR_CHILL | TPR_INJ,TPR_UPS
TPR | 989801900002 | CT-3000VA-230V (3000VA UPS) | TPR | TPR-UPS |  | 1 | 1 |  |  | TPR_UPS | TPR_CHILL,TPR_INJ
TPR | 989801902000 | CT 9000 Injector | TPR | TPR-INJ |  | 1 | 1 |  |  | TPR_INJ | TPR_CHILL,TPR_UPS
TPR | 989801902001 | Envision Ceiling Injector | TPR | TPR-INJ |  | 1 | 1 |  |  | TPR_INJ | TPR_CHILL,TPR_UPS
TPR | 989801902013 | Stellant Single Injector | TPR | TPR-INJ |  | 1 | 1 |  |  | TPR_INJ | TPR_CHILL,TPR_UPS
TPR | 989801902014 | Stellant Dual Injector | TPR | TPR-INJ |  | 1 | 1 |  |  | TPR_INJ | TPR_CHILL,TPR_UPS
TPR | 989801903013 | Medrad Solaris Injector | TPR | TPR-INJ |  | 1 | 1 |  |  | TPR_INJ | TPR_CHILL,TPR_UPS
TPR | 989803178101 | UPS, 350VA | TPR | TPR-UPS |  | 1 | 1 |  |  | TPR_UPS | TPR_CHILL,TPR_INJ
TPR | 989803202301 | Tower UPS Medical 120V 50/60hz | TPR | TPR-UPS |  | 1 | 1 |  |  | TPR_UPS | TPR_CHILL,TPR_INJ
TPR | 989803202302 | Tower UPS Medical 120V 50/60Hz | TPR | TPR-UPS |  | 1 | 1 |  |  | TPR_UPS | TPR_CHILL,TPR_INJ
TPR | 989804201718 | EMERSON CT-3000VA-230V UPS | TPR | TPR-UPS |  | 1 | 1 |  |  | TPR_UPS | TPR_CHILL,TPR_INJ
TPR | 989804300333 | Stellant D CT Injector System+SCT211 | TPR | TPR-INJ |  | 1 | 1 |  |  | TPR_INJ | TPR_CHILL,TPR_UPS
TPR | 989804301805 | Eaton Powerware 9390 160k VA/ 144kW UPS | TPR | TPR-UPS |  | 1 | 1 |  |  | TPR_UPS | TPR_CHILL,TPR_INJ
TPR | 989804302053 | 2kVA UPS System | TPR | TPR-UPS |  | 1 | 1 |  |  | TPR_UPS | TPR_CHILL,TPR_INJ
TPR | 989804312375 | EATON 93E SERIES 80kVA 3-PHASE UPS | TPR | TPR-UPS |  | 1 | 1 |  |  | TPR_UPS | TPR_CHILL,TPR_INJ
TPR | 989804317631 | 20KVa UPS | TPR | TPR-UPS |  | 1 | 1 |  |  | TPR_UPS | TPR_CHILL,TPR_INJ
TPR | 989804318598 | 40 KVA UPS | TPR | TPR-UPS |  | 1 | 1 |  |  | TPR_UPS | TPR_CHILL,TPR_INJ
TPR | 989804752110 | POWERWARE 9355/30KVA UPS | TPR | TPR-UPS |  | 1 | 1 |  |  | TPR_UPS | TPR_CHILL,TPR_INJ
TPR | 989805100233 | Chloride 250 KVA (90-NET Series) | TPR | TPR-UPS |  | 1 | 1 |  |  | TPR_UPS | TPR_CHILL,TPR_INJ
TPR | 989805700090 | UPS 3000VA Rack/Tower LCD (i) | TPR | TPR-UPS |  | 1 | 1 |  |  | TPR_UPS | TPR_CHILL,TPR_INJ
TPR | 989805700093 | UPS Smart 750VA LCD (i) | TPR | TPR-UPS |  | 1 | 1 |  |  | TPR_UPS | TPR_CHILL,TPR_INJ
TPR | 989806100316 | MR chiller-UPS400V-GP4 120kVA-Europe | TPR | TPR-UPS |  | 1 | 1 |  |  | TPR_CHILL,TPR_UPS | TPR_INJ
TPR | 989806101012 | MEDRAD (R) Mark 7 Arterion Table Inj. | TPR | TPR-INJ |  | 1 | 1 |  |  | TPR_INJ | TPR_CHILL,TPR_UPS
TPR | 989806101014 | MD/MEDRAD Avanta injector | TPR | TPR-INJ |  | 1 | 1 |  |  | TPR_INJ | TPR_CHILL,TPR_UPS
TPR | 989806103178 | MST 80 + BB chiller | TPR | TPR-CHILL |  | 1 | 1 |  |  | TPR_CHILL | TPR_INJ,TPR_UPS
TPR | 989806199927 | Socomec 380kva input LLF-5 | TPR | TPR-UPS |  | 1 | 1 |  |  | TPR_UPS | TPR_CHILL,TPR_INJ
TPR | G8K100KVA | 100KVA 3 Phase UPS 480VAC In/Out, G8000 | TPR | TPR-UPS |  | 1 | 1 |  |  | TPR_UPS | TPR_CHILL,TPR_INJ
TPR | G8K100KVAPC | 100KVA 3 Phase PC 480VAC IN/OUT, G8000 S | TPR | TPR-UPS |  | 1 | 1 |  |  | TPR_UPS | TPR_CHILL,TPR_INJ
TPR | G8K150KVAUPS | 150KVA 3 PHASE UPS 480VAC IN/OUT G8000 | TPR | TPR-UPS |  | 1 | 1 |  |  | TPR_UPS | TPR_CHILL,TPR_INJ
TPR | G8K225KVAUPS | 225KVA 3 PHASE UPS 480VAC IN/OUT G8000 | TPR | TPR-UPS |  | 1 | 1 |  |  | TPR_UPS | TPR_CHILL,TPR_INJ
TPR | G8K300KVAUPS | 300 KVA 3 PHASE UPS 480VAC IN/OUT G8000 | TPR | TPR-UPS |  | 1 | 1 |  |  | TPR_UPS | TPR_CHILL,TPR_INJ
TPR | MARK V | INJECTORS/ CONTRAST MEDIA | TPR | TPR-INJ |  | 1 | 1 |  |  | TPR_INJ | TPR_CHILL,TPR_UPS
TPR | MARK V PLUS | INJECTORS/ CONTRAST MEDIA | TPR | TPR-INJ |  | 1 | 1 |  |  | TPR_INJ | TPR_CHILL,TPR_UPS
TPR | MARK V PROVIS | INJECTORS/ CONTRAST MEDIA | TPR | TPR-INJ |  | 1 | 1 |  |  | TPR_INJ | TPR_CHILL,TPR_UPS
TPR | MAT1891 | 6.0KV UPS-VERTX/FORTE-US | TPR | TPR-UPS |  | 1 | 1 |  |  | TPR_UPS | TPR_CHILL,TPR_INJ
TPR | MCU0701 | CONSOLE UPS | TPR | TPR-UPS |  | 1 | 1 |  |  | TPR_UPS | TPR_CHILL,TPR_INJ
TPR | MCU1751 | CONSOLE UPS | TPR | TPR-UPS |  | 1 | 1 |  |  | TPR_UPS | TPR_CHILL,TPR_INJ
TPR | ONL1500VAT | ISOLATED ON LINE UPS 1500VAT | TPR | TPR-UPS |  | 1 | 1 |  |  | TPR_UPS | TPR_CHILL,TPR_INJ
UL | 453561070331 | SCNHD TEE 5.0 BP HDI | UL | ULTEE |  | 0 | 0 |  |  | ADDPM,TDTEE | COLB_LV,CS_210,CSIP,NPC_CIR,TDSPY,TDSTD,TechMax_UL_Ess,TechMax_UL_Plus
UL | 453561070351 | SCNHD TEE 5.0 BP II | UL | ULTEE |  | 0 | 0 |  |  | ADDPM,TDTEE | COLB_LV,CS_210,CSIP,NPC_CIR,TDSPY,TDSTD,TechMax_UL_Ess,TechMax_UL_Plus
UL | 453561070431 | SCNHD TEE 5.0 UM9 | UL | ULTEE |  | 0 | 0 |  |  | ADDPM,TDTEE | COLB_LV,CS_210,CSIP,NPC_CIR,TDSPY,TDSTD,TechMax_UL_Ess,TechMax_UL_Plus
UL | 453561070831 | SCNHD TEE 5.0 MP | UL | ULTEE |  | 0 | 0 |  |  | ADDPM,TDTEE | COLB_LV,CS_210,CSIP,NPC_CIR,TDSPY,TDSTD,TechMax_UL_Ess,TechMax_UL_Plus
UL | 453561070841 | SCNHD MPT7-4 | UL | ULTEE |  | 0 | 0 |  |  | ADDPM,TDTEE | COLB_LV,CS_210,CSIP,NPC_CIR,TDSPY,TDSTD,TechMax_UL_Ess,TechMax_UL_Plus
UL | 453561070851 | SCNHD MPT7-4 | UL | ULTEE |  | 0 | 0 |  |  | ADDPM,TDTEE | COLB_LV,CS_210,CSIP,NPC_CIR,TDSPY,TDSTD,TechMax_UL_Ess,TechMax_UL_Plus
UL | 453561070861 | SCNHD MPT7-4 | UL | ULTEE |  | 0 | 0 |  |  | ADDPM,TDTEE | COLB_LV,CS_210,CSIP,NPC_CIR,TDSPY,TDSTD,TechMax_UL_Ess,TechMax_UL_Plus
UL | 453561070881 | SCNHD MPT7-4 | UL | ULTEE |  | 0 | 0 |  |  | ADDPM,TDTEE | COLB_LV,CS_210,CSIP,NPC_CIR,TDSPY,TDSTD,TechMax_UL_Ess,TechMax_UL_Plus
UL | 453561070891 | SCNHD MPT7-4 | UL | ULTEE |  | 0 | 0 |  |  | ADDPM,TDTEE | COLB_LV,CS_210,CSIP,NPC_CIR,TDSPY,TDSTD,TechMax_UL_Ess,TechMax_UL_Plus
UL | 453561070901 | SCNHD MPT7-4 | UL | ULTEE |  | 0 | 0 |  |  | ADDPM,TDTEE | COLB_LV,CS_210,CSIP,NPC_CIR,TDSPY,TDSTD,TechMax_UL_Ess,TechMax_UL_Plus
UL | 453561070911 | SCNHD MPT7-4 | UL | ULTEE |  | 0 | 0 |  |  | ADDPM,TDTEE | COLB_LV,CS_210,CSIP,NPC_CIR,TDSPY,TDSTD,TechMax_UL_Ess,TechMax_UL_Plus
UL | 453561070921 | SCNHD MPT7-4 | UL | ULTEE |  | 0 | 0 |  |  | ADDPM,TDTEE | COLB_LV,CS_210,CSIP,NPC_CIR,TDSPY,TDSTD,TechMax_UL_Ess,TechMax_UL_Plus
UL | 453561070931 | SCNHD MPT7-4 | UL | ULTEE |  | 0 | 0 |  |  | ADDPM,TDTEE | COLB_LV,CS_210,CSIP,NPC_CIR,TDSPY,TDSTD,TechMax_UL_Ess,TechMax_UL_Plus
UL | 453561070941 | SCNHD MPT7-4 | UL | ULTEE |  | 0 | 0 |  |  | ADDPM,TDTEE | COLB_LV,CS_210,CSIP,NPC_CIR,TDSPY,TDSTD,TechMax_UL_Ess,TechMax_UL_Plus
UL | 453561070951 | SCNHD MPT7-4 | UL | ULTEE |  | 0 | 0 |  |  | ADDPM,TDTEE | COLB_LV,CS_210,CSIP,NPC_CIR,TDSPY,TDSTD,TechMax_UL_Ess,TechMax_UL_Plus
UL | 453561070961 | SCNHD MPT7-4 | UL | ULTEE |  | 0 | 0 |  |  | ADDPM,TDTEE | COLB_LV,CS_210,CSIP,NPC_CIR,TDSPY,TDSTD,TechMax_UL_Ess,TechMax_UL_Plus
UL | 453561070971 | SCNHD MPT7-4 | UL | ULTEE |  | 0 | 0 |  |  | ADDPM,TDTEE | COLB_LV,CS_210,CSIP,NPC_CIR,TDSPY,TDSTD,TechMax_UL_Ess,TechMax_UL_Plus
UL | 453561070981 | SCNHD MPT7-4 | UL | ULTEE |  | 0 | 0 |  |  | ADDPM,TDTEE | COLB_LV,CS_210,CSIP,NPC_CIR,TDSPY,TDSTD,TechMax_UL_Ess,TechMax_UL_Plus
UL | 453561070991 | SCNHD MPT7-4 | UL | ULTEE |  | 0 | 0 |  |  | ADDPM,TDTEE | COLB_LV,CS_210,CSIP,NPC_CIR,TDSPY,TDSTD,TechMax_UL_Ess,TechMax_UL_Plus
UL | 453561071481 | SCNHD TEE 5.0 MHZ ADULT MECH | UL | ULTEE |  | 0 | 0 |  |  | ADDPM,TDTEE | COLB_LV,CS_210,CSIP,NPC_CIR,TDSPY,TDSTD,TechMax_UL_Ess,TechMax_UL_Plus
UL | 453561071511 | SCNHD TEE 5.0 MHZ MECH MULTIPLANE | UL | ULTEE |  | 0 | 0 |  |  | ADDPM,TDTEE | COLB_LV,CS_210,CSIP,NPC_CIR,TDSPY,TDSTD,TechMax_UL_Ess,TechMax_UL_Plus
UL | 453561071521 | SCNHD TEE 5.0 MHZ MECH MULTIPLANE | UL | ULTEE |  | 0 | 0 |  |  | ADDPM,TDTEE | COLB_LV,CS_210,CSIP,NPC_CIR,TDSPY,TDSTD,TechMax_UL_Ess,TechMax_UL_Plus
UL | 453561072421 | SCNHD TEE 5.0 MHZ MECH MULPL EMC | UL | ULTEE |  | 0 | 0 |  |  | ADDPM,TDTEE | COLB_LV,CS_210,CSIP,NPC_CIR,TDSPY,TDSTD,TechMax_UL_Ess,TechMax_UL_Plus
UL | 453561072431 | SCNHD TEE 5.0 MHZ MECH MULPL EMC | UL | ULTEE |  | 0 | 0 |  |  | ADDPM,TDTEE | COLB_LV,CS_210,CSIP,NPC_CIR,TDSPY,TDSTD,TechMax_UL_Ess,TechMax_UL_Plus
UL | 453561087221 | SCNHD TEE 5.0 MHZ MECH MULTIPLANE | UL | ULTEE |  | 0 | 0 |  |  | ADDPM,TDTEE | COLB_LV,CS_210,CSIP,NPC_CIR,TDSPY,TDSTD,TechMax_UL_Ess,TechMax_UL_Plus
UL | 453561181031 | TRANSDUCER, S7-2OMNI | UL | ULTEE |  | 0 | 0 |  |  | ADDPM,TDTEE | COLB_LV,CS_210,CSIP,NPC_CIR,TDSPY,TDSTD,TechMax_UL_Ess,TechMax_UL_Plus
UL | 453561181032 | TRANSDUCER, S7-2 OMNI | UL | ULTEE |  | 0 | 0 |  |  | ADDPM,TDTEE | COLB_LV,CS_210,CSIP,NPC_CIR,TDSPY,TDSTD,TechMax_UL_Ess,TechMax_UL_Plus
UL | 453561181033 | TRANSDUCER, S7-2 OMNI | UL | ULTEE |  | 0 | 0 |  |  | ADDPM,TDTEE | COLB_LV,CS_210,CSIP,NPC_CIR,TDSPY,TDSTD,TechMax_UL_Ess,TechMax_UL_Plus
UL | 453561181034 | TRANSDUCER, S7-2 OMNI | UL | ULTEE |  | 0 | 0 |  |  | ADDPM,TDTEE | COLB_LV,CS_210,CSIP,NPC_CIR,TDSPY,TDSTD,TechMax_UL_Ess,TechMax_UL_Plus
UL | 453561181035 | Transducer, S7-2omni, PUC | UL | ULTEE |  | 0 | 0 |  |  | ADDPM,TDTEE | COLB_LV,CS_210,CSIP,NPC_CIR,TDSPY,TDSTD,TechMax_UL_Ess,TechMax_UL_Plus
UL | 453561181036 | Transducer, S7-2omni, PUC | UL | ULTEE |  | 0 | 0 |  |  | ADDPM,TDTEE | COLB_LV,CS_210,CSIP,NPC_CIR,TDSPY,TDSTD,TechMax_UL_Ess,TechMax_UL_Plus
UL | 453561181211 | TRANSDUCER, S7-3T | UL | ULTEE |  | 0 | 0 |  |  | ADDPM,TDTEE | COLB_LV,CS_210,CSIP,NPC_CIR,TDSPY,TDSTD,TechMax_UL_Ess,TechMax_UL_Plus
UL | 453561181212 | TRANSDUCER, S7-3T | UL | ULTEE |  | 0 | 0 |  |  | ADDPM,TDTEE | COLB_LV,CS_210,CSIP,NPC_CIR,TDSPY,TDSTD,TechMax_UL_Ess,TechMax_UL_Plus
UL | 453561181213 | TRANSDUCER, S7-3T | UL | ULTEE |  | 0 | 0 |  |  | ADDPM,TDTEE | COLB_LV,CS_210,CSIP,NPC_CIR,TDSPY,TDSTD,TechMax_UL_Ess,TechMax_UL_Plus
UL | 453561181214 | TRANSDUCER, S7-3T | UL | ULTEE |  | 0 | 0 |  |  | ADDPM,TDTEE | COLB_LV,CS_210,CSIP,NPC_CIR,TDSPY,TDSTD,TechMax_UL_Ess,TechMax_UL_Plus
UL | 453561181215 | Transducer, S7-3t | UL | ULTEE |  | 0 | 0 |  |  | ADDPM,TDTEE | COLB_LV,CS_210,CSIP,NPC_CIR,TDSPY,TDSTD,TechMax_UL_Ess,TechMax_UL_Plus
UL | 453561181216 | S7-3t PUC Transducer | UL | ULTEE |  | 0 | 0 |  |  | ADDPM,TDTEE | COLB_LV,CS_210,CSIP,NPC_CIR,TDSPY,TDSTD,TechMax_UL_Ess,TechMax_UL_Plus
UL | 453561181217 | S7-3t PUC Transducer | UL | ULTEE |  | 0 | 0 |  |  | ADDPM,TDTEE | COLB_LV,CS_210,CSIP,NPC_CIR,TDSPY,TDSTD,TechMax_UL_Ess,TechMax_UL_Plus
UL | 453561181218 | S7-3t PUC Transducer | UL | ULTEE |  | 0 | 0 |  |  | ADDPM,TDTEE | COLB_LV,CS_210,CSIP,NPC_CIR,TDSPY,TDSTD,TechMax_UL_Ess,TechMax_UL_Plus
UL | 453561193191 | X7-2T TRANSDUCER (MTEE) | UL | ULTEE |  | 0 | 0 |  |  | ADDPM,TDTEE | COLB_LV,CS_210,CSIP,NPC_CIR,TDSPY,TDSTD,TechMax_UL_Ess,TechMax_UL_Plus
UL | 453561193192 | X7-2T TRANSDUCER (MTEE) | UL | ULTEE |  | 0 | 0 |  |  | ADDPM,TDTEE | COLB_LV,CS_210,CSIP,NPC_CIR,TDSPY,TDSTD,TechMax_UL_Ess,TechMax_UL_Plus
UL | 453561193193 | X7-2T TRANSDUCER (MTEE) | UL | ULTEE |  | 0 | 0 |  |  | ADDPM,TDTEE | COLB_LV,CS_210,CSIP,NPC_CIR,TDSPY,TDSTD,TechMax_UL_Ess,TechMax_UL_Plus
UL | 453561193194 | X7-2T TRANSDUCER (MTEE) | UL | ULTEE |  | 0 | 0 |  |  | ADDPM,TDTEE | COLB_LV,CS_210,CSIP,NPC_CIR,TDSPY,TDSTD,TechMax_UL_Ess,TechMax_UL_Plus
UL | 453561193195 | X7-2T TRANSDUCER (MTEE) | UL | ULTEE |  | 0 | 0 |  |  | ADDPM,TDTEE | COLB_LV,CS_210,CSIP,NPC_CIR,TDSPY,TDSTD,TechMax_UL_Ess,TechMax_UL_Plus
UL | 453561193196 | X7-2T TRANSDUCER (MTEE) | UL | ULTEE |  | 0 | 0 |  |  | ADDPM,TDTEE | COLB_LV,CS_210,CSIP,NPC_CIR,TDSPY,TDSTD,TechMax_UL_Ess,TechMax_UL_Plus
UL | 453561193197 | X7-2T TRANSDUCER (MTEE) | UL | ULTEE |  | 0 | 0 |  |  | ADDPM,TDTEE | COLB_LV,CS_210,CSIP,NPC_CIR,TDSPY,TDSTD,TechMax_UL_Ess,TechMax_UL_Plus
UL | 453561193198 | X7-2t Transducer (MTEE) | UL | ULTEE |  | 0 | 0 |  |  | ADDPM,TDTEE | COLB_LV,CS_210,CSIP,NPC_CIR,TDSPY,TDSTD,TechMax_UL_Ess,TechMax_UL_Plus
UL | 453561193199 | X7-2t Transducer (MTEE) | UL | ULTEE |  | 0 | 0 |  |  | ADDPM,TDTEE | COLB_LV,CS_210,CSIP,NPC_CIR,TDSPY,TDSTD,TechMax_UL_Ess,TechMax_UL_Plus
UL | 453561265641 | X7-2T (MTEE) COMPACT | UL | ULTEE |  | 0 | 0 |  |  | ADDPM,TDTEE | COLB_LV,CS_210,CSIP,NPC_CIR,TDSPY,TDSTD,TechMax_UL_Ess,TechMax_UL_Plus
UL | 453561265642 | X7-2T (MTEE) COMPACT | UL | ULTEE |  | 0 | 0 |  |  | ADDPM,TDTEE | COLB_LV,CS_210,CSIP,NPC_CIR,TDSPY,TDSTD,TechMax_UL_Ess,TechMax_UL_Plus
UL | 453561265643 | X7-2T (MTEE) COMPACT | UL | ULTEE |  | 0 | 0 |  |  | ADDPM,TDTEE | COLB_LV,CS_210,CSIP,NPC_CIR,TDSPY,TDSTD,TechMax_UL_Ess,TechMax_UL_Plus
UL | 453561265644 | X7-2t (MTEE) Compact | UL | ULTEE |  | 0 | 0 |  |  | ADDPM,TDTEE | COLB_LV,CS_210,CSIP,NPC_CIR,TDSPY,TDSTD,TechMax_UL_Ess,TechMax_UL_Plus
UL | 453561265645 | X7-2t (MTEE) Compact | UL | ULTEE |  | 0 | 0 |  |  | ADDPM,TDTEE | COLB_LV,CS_210,CSIP,NPC_CIR,TDSPY,TDSTD,TechMax_UL_Ess,TechMax_UL_Plus
UL | 453561265646 | X7-2t (MTEE) Compact | UL | ULTEE |  | 0 | 0 |  |  | ADDPM,TDTEE | COLB_LV,CS_210,CSIP,NPC_CIR,TDSPY,TDSTD,TechMax_UL_Ess,TechMax_UL_Plus
UL | 453561374751 | TRANSDUCER, S8-3T MICRO TEE | UL | ULTEE |  | 0 | 0 |  |  | ADDPM,TDTEE | COLB_LV,CS_210,CSIP,NPC_CIR,TDSPY,TDSTD,TechMax_UL_Ess,TechMax_UL_Plus
UL | 453561374752 | TRANSDUCER, S8-3T MICRO TEE | UL | ULTEE |  | 0 | 0 |  |  | ADDPM,TDTEE | COLB_LV,CS_210,CSIP,NPC_CIR,TDSPY,TDSTD,TechMax_UL_Ess,TechMax_UL_Plus
UL | 453561465431 | T6H TRANSDUCER | UL | ULTEE |  | 0 | 0 |  |  | ADDPM,TDTEE | COLB_LV,CS_210,CSIP,NPC_CIR,TDSPY,TDSTD,TechMax_UL_Ess,TechMax_UL_Plus
UL | 453561465432 | T6H TRANSDUCER | UL | ULTEE |  | 0 | 0 |  |  | ADDPM,TDTEE | COLB_LV,CS_210,CSIP,NPC_CIR,TDSPY,TDSTD,TechMax_UL_Ess,TechMax_UL_Plus
UL | 453561465433 | TRANSDUCER, T6H (OMNI 3) | UL | ULTEE |  | 0 | 0 |  |  | ADDPM,TDTEE | COLB_LV,CS_210,CSIP,NPC_CIR,TDSPY,TDSTD,TechMax_UL_Ess,TechMax_UL_Plus
UL | 453561465434 | TRANSDUCER, T6H (OMNI 3) | UL | ULTEE |  | 0 | 0 |  |  | ADDPM,TDTEE | COLB_LV,CS_210,CSIP,NPC_CIR,TDSPY,TDSTD,TechMax_UL_Ess,TechMax_UL_Plus
UL | 453561469511 | TRANSDUCER, T6210 (OMNI 2) | UL | ULTEE |  | 0 | 0 |  |  | ADDPM,TDTEE | COLB_LV,CS_210,CSIP,NPC_CIR,TDSPY,TDSTD,TechMax_UL_Ess,TechMax_UL_Plus
UL | 453561469512 | TRANSDUCER, T6210 (OMNI 2) | UL | ULTEE |  | 0 | 0 |  |  | ADDPM,TDTEE | COLB_LV,CS_210,CSIP,NPC_CIR,TDSPY,TDSTD,TechMax_UL_Ess,TechMax_UL_Plus
UL | 453561469513 | Transducer, T6210 (Omni 2) | UL | ULTEE |  | 0 | 0 |  |  | ADDPM,TDTEE | COLB_LV,CS_210,CSIP,NPC_CIR,TDSPY,TDSTD,TechMax_UL_Ess,TechMax_UL_Plus
UL | 453561469521 | TRANSDUCER, S6-2MPT | UL | ULTEE |  | 0 | 0 |  |  | ADDPM,TDTEE | COLB_LV,CS_210,CSIP,NPC_CIR,TDSPY,TDSTD,TechMax_UL_Ess,TechMax_UL_Plus
UL | 453561469522 | TRANSDUCER, S6-2MPT | UL | ULTEE |  | 0 | 0 |  |  | ADDPM,TDTEE | COLB_LV,CS_210,CSIP,NPC_CIR,TDSPY,TDSTD,TechMax_UL_Ess,TechMax_UL_Plus
UL | 453561469523 | Transducer, S6-2mpt | UL | ULTEE |  | 0 | 0 |  |  | ADDPM,TDTEE | COLB_LV,CS_210,CSIP,NPC_CIR,TDSPY,TDSTD,TechMax_UL_Ess,TechMax_UL_Plus
UL | 453561490011 | TRANSDUCER ASSEMBLY, S7-3T COMPACT CONNE | UL | ULTEE |  | 0 | 0 |  |  | ADDPM,TDTEE | COLB_LV,CS_210,CSIP,NPC_CIR,TDSPY,TDSTD,TechMax_UL_Ess,TechMax_UL_Plus
UL | 453561490012 | TRANSDUCER ASSEMBLY, S7-3T COMPACT CONNE | UL | ULTEE |  | 0 | 0 |  |  | ADDPM,TDTEE | COLB_LV,CS_210,CSIP,NPC_CIR,TDSPY,TDSTD,TechMax_UL_Ess,TechMax_UL_Plus
UL | 453561490013 | TRANSDUCER ASSEMBLY, S7-3T COMPACT CONNE | UL | ULTEE |  | 0 | 0 |  |  | ADDPM,TDTEE | COLB_LV,CS_210,CSIP,NPC_CIR,TDSPY,TDSTD,TechMax_UL_Ess,TechMax_UL_Plus
UL | 453561490014 | Transducer Assembly, S7-3t Compact Conne | UL | ULTEE |  | 0 | 0 |  |  | ADDPM,TDTEE | COLB_LV,CS_210,CSIP,NPC_CIR,TDSPY,TDSTD,TechMax_UL_Ess,TechMax_UL_Plus
UL | 453561490015 | S7-3t Compact Transducer | UL | ULTEE |  | 0 | 0 |  |  | ADDPM,TDTEE | COLB_LV,CS_210,CSIP,NPC_CIR,TDSPY,TDSTD,TechMax_UL_Ess,TechMax_UL_Plus
UL | 453561490016 | S7-3t Compact Transducer | UL | ULTEE |  | 0 | 0 |  |  | ADDPM,TDTEE | COLB_LV,CS_210,CSIP,NPC_CIR,TDSPY,TDSTD,TechMax_UL_Ess,TechMax_UL_Plus
UL | 453561490017 | S7-3t Compact Transducer | UL | ULTEE |  | 0 | 0 |  |  | ADDPM,TDTEE | COLB_LV,CS_210,CSIP,NPC_CIR,TDSPY,TDSTD,TechMax_UL_Ess,TechMax_UL_Plus
UL | 453561490018 | S7-3t Compact Transducer | UL | ULTEE |  | 0 | 0 |  |  | ADDPM,TDTEE | COLB_LV,CS_210,CSIP,NPC_CIR,TDSPY,TDSTD,TechMax_UL_Ess,TechMax_UL_Plus
UL | 453561490019 | S7-3t Compact Transducer | UL | ULTEE |  | 0 | 0 |  |  | ADDPM,TDTEE | COLB_LV,CS_210,CSIP,NPC_CIR,TDSPY,TDSTD,TechMax_UL_Ess,TechMax_UL_Plus
UL | 453561627101 | X7-2T COMPACT TRANSDUCER (MTEE) ROHS | UL | ULTEE |  | 0 | 0 |  |  | ADDPM,TDTEE | COLB_LV,CS_210,CSIP,NPC_CIR,TDSPY,TDSTD,TechMax_UL_Ess,TechMax_UL_Plus
UL | 453561627102 | X7-2T COMPACT TRANSDUCER (MTEE) ROHS | UL | ULTEE |  | 0 | 0 |  |  | ADDPM,TDTEE | COLB_LV,CS_210,CSIP,NPC_CIR,TDSPY,TDSTD,TechMax_UL_Ess,TechMax_UL_Plus
UL | 453561627103 | Transducer, X7-2t Compact (MTEE) RoHS | UL | ULTEE |  | 0 | 0 |  |  | ADDPM,TDTEE | COLB_LV,CS_210,CSIP,NPC_CIR,TDSPY,TDSTD,TechMax_UL_Ess,TechMax_UL_Plus
UL | 453561627104 | Transducer, X7-2t Compact (MTEE) RoHS | UL | ULTEE |  | 0 | 0 |  |  | ADDPM,TDTEE | COLB_LV,CS_210,CSIP,NPC_CIR,TDSPY,TDSTD,TechMax_UL_Ess,TechMax_UL_Plus
UL | 453561627105 | Transducer, X7-2t Compact (MTEE) RoHS | UL | ULTEE |  | 0 | 0 |  |  | ADDPM,TDTEE | COLB_LV,CS_210,CSIP,NPC_CIR,TDSPY,TDSTD,TechMax_UL_Ess,TechMax_UL_Plus
UL | 453561627106 | Transducer, X7-2t Compact (MTEE) RoHS | UL | ULTEE |  | 0 | 0 |  |  | ADDPM,TDTEE | COLB_LV,CS_210,CSIP,NPC_CIR,TDSPY,TDSTD,TechMax_UL_Ess,TechMax_UL_Plus
UL | 453561627107 | Transducer, X7-2t Compact (MTEE) RoHS | UL | ULTEE |  | 0 | 0 |  |  | ADDPM,TDTEE | COLB_LV,CS_210,CSIP,NPC_CIR,TDSPY,TDSTD,TechMax_UL_Ess,TechMax_UL_Plus
UL | 453561627108 | Transducer, X7-2t Compact (MTEE) RoHS | UL | ULTEE |  | 0 | 0 |  |  | ADDPM,TDTEE | COLB_LV,CS_210,CSIP,NPC_CIR,TDSPY,TDSTD,TechMax_UL_Ess,TechMax_UL_Plus
UL | 453561627109 | Transducer, X7-2t Compact (MTEE) RoHS | UL | ULTEE |  | 0 | 0 |  |  | ADDPM,TDTEE | COLB_LV,CS_210,CSIP,NPC_CIR,TDSPY,TDSTD,TechMax_UL_Ess,TechMax_UL_Plus
UL | 453561667831 | TRANSDUCER, S8-3T MICROMULTI TEE | UL | ULTEE |  | 0 | 0 |  |  | ADDPM,TDTEE | COLB_LV,CS_210,CSIP,NPC_CIR,TDSPY,TDSTD,TechMax_UL_Ess,TechMax_UL_Plus
UL | 453561667832 | TRANSDUCER, S8-3T MICROMULTI TEE | UL | ULTEE |  | 0 | 0 |  |  | ADDPM,TDTEE | COLB_LV,CS_210,CSIP,NPC_CIR,TDSPY,TDSTD,TechMax_UL_Ess,TechMax_UL_Plus
UL | 453561667833 | TRANSDUCER, S8-3T MICROMULTI TEE | UL | ULTEE |  | 0 | 0 |  |  | ADDPM,TDTEE | COLB_LV,CS_210,CSIP,NPC_CIR,TDSPY,TDSTD,TechMax_UL_Ess,TechMax_UL_Plus
UL | 453561667834 | TRANSDUCER, S8-3T MICROMULTI TEE | UL | ULTEE |  | 0 | 0 |  |  | ADDPM,TDTEE | COLB_LV,CS_210,CSIP,NPC_CIR,TDSPY,TDSTD,TechMax_UL_Ess,TechMax_UL_Plus
UL | 453561667835 | Transducer, S8-3t MicroMulti TEE | UL | ULTEE |  | 0 | 0 |  |  | ADDPM,TDTEE | COLB_LV,CS_210,CSIP,NPC_CIR,TDSPY,TDSTD,TechMax_UL_Ess,TechMax_UL_Plus
UL | 453561667836 | S8-3t MicroMulti TEE Transducer | UL | ULTEE |  | 0 | 0 |  |  | ADDPM,TDTEE | COLB_LV,CS_210,CSIP,NPC_CIR,TDSPY,TDSTD,TechMax_UL_Ess,TechMax_UL_Plus
UL | 453561667837 | S8-3t MicroMulti TEE Transducer | UL | ULTEE |  | 0 | 0 |  |  | ADDPM,TDTEE | COLB_LV,CS_210,CSIP,NPC_CIR,TDSPY,TDSTD,TechMax_UL_Ess,TechMax_UL_Plus
UL | 453561667838 | S8-3t MicroMulti TEE Transducer | UL | ULTEE |  | 0 | 0 |  |  | ADDPM,TDTEE | COLB_LV,CS_210,CSIP,NPC_CIR,TDSPY,TDSTD,TechMax_UL_Ess,TechMax_UL_Plus
UL | 453561722251 | Transducer Assembly, S8-3t Compact Conne | UL | ULTEE |  | 0 | 0 |  |  | ADDPM,TDTEE | COLB_LV,CS_210,CSIP,NPC_CIR,TDSPY,TDSTD,TechMax_UL_Ess,TechMax_UL_Plus
UL | 453561722252 | S8-3t Compact Transducer | UL | ULTEE |  | 0 | 0 |  |  | ADDPM,TDTEE | COLB_LV,CS_210,CSIP,NPC_CIR,TDSPY,TDSTD,TechMax_UL_Ess,TechMax_UL_Plus
UL | 453561722253 | S8-3t Compact Transducer | UL | ULTEE |  | 0 | 0 |  |  | ADDPM,TDTEE | COLB_LV,CS_210,CSIP,NPC_CIR,TDSPY,TDSTD,TechMax_UL_Ess,TechMax_UL_Plus
UL | 453561722254 | S8-3t Compact Transducer | UL | ULTEE |  | 0 | 0 |  |  | ADDPM,TDTEE | COLB_LV,CS_210,CSIP,NPC_CIR,TDSPY,TDSTD,TechMax_UL_Ess,TechMax_UL_Plus
UL | 453561722255 | S8-3t Compact Transducer | UL | ULTEE |  | 0 | 0 |  |  | ADDPM,TDTEE | COLB_LV,CS_210,CSIP,NPC_CIR,TDSPY,TDSTD,TechMax_UL_Ess,TechMax_UL_Plus
UL | 453561722256 | S8-3t Compact Transducer | UL | ULTEE |  | 0 | 0 |  |  | ADDPM,TDTEE | COLB_LV,CS_210,CSIP,NPC_CIR,TDSPY,TDSTD,TechMax_UL_Ess,TechMax_UL_Plus
UL | 453561760241 | 21381A TEE PROBE ASSEMBLY | UL | ULTEE |  | 0 | 0 |  |  | ADDPM,TDTEE | COLB_LV,CS_210,CSIP,NPC_CIR,TDSPY,TDSTD,TechMax_UL_Ess,TechMax_UL_Plus
UL | 453561760242 | 21381A TEE PROBE ASSEMBLY | UL | ULTEE |  | 0 | 0 |  |  | ADDPM,TDTEE | COLB_LV,CS_210,CSIP,NPC_CIR,TDSPY,TDSTD,TechMax_UL_Ess,TechMax_UL_Plus
UL | 453561760243 | 21381A TEE PROBE ASSEMBLY | UL | ULTEE |  | 0 | 0 |  |  | ADDPM,TDTEE | COLB_LV,CS_210,CSIP,NPC_CIR,TDSPY,TDSTD,TechMax_UL_Ess,TechMax_UL_Plus
UL | 453561774921 | X7-2T TRANSDUCER (MTEE) REFURB | UL | ULTEE |  | 0 | 0 |  |  | ADDPM,TDTEE | COLB_LV,CS_210,CSIP,NPC_CIR,TDSPY,TDSTD,TechMax_UL_Ess,TechMax_UL_Plus
UL | 453561774922 | X7-2t Transducer (MTEE) Service Only | UL | ULTEE |  | 0 | 0 |  |  | ADDPM,TDTEE | COLB_LV,CS_210,CSIP,NPC_CIR,TDSPY,TDSTD,TechMax_UL_Ess,TechMax_UL_Plus
UL | 453561774923 | X7-2t Transducer (MTEE) Service Only | UL | ULTEE |  | 0 | 0 |  |  | ADDPM,TDTEE | COLB_LV,CS_210,CSIP,NPC_CIR,TDSPY,TDSTD,TechMax_UL_Ess,TechMax_UL_Plus
UL | 453561774924 | X7-2t Transducer (MTEE) Service Only | UL | ULTEE |  | 0 | 0 |  |  | ADDPM,TDTEE | COLB_LV,CS_210,CSIP,NPC_CIR,TDSPY,TDSTD,TechMax_UL_Ess,TechMax_UL_Plus
UL | 453561842271 | Transducer, X8-2t | UL | ULTEE |  | 0 | 0 |  |  | ADDPM,TDTEE | COLB_LV,CS_210,CSIP,NPC_CIR,TDSPY,TDSTD,TechMax_UL_Ess,TechMax_UL_Plus
UL | 453561842272 | Transducer, X8-2t | UL | ULTEE |  | 0 | 0 |  |  | ADDPM,TDTEE | COLB_LV,CS_210,CSIP,NPC_CIR,TDSPY,TDSTD,TechMax_UL_Ess,TechMax_UL_Plus
UL | 453561842273 | Transducer, X8-2t | UL | ULTEE |  | 0 | 0 |  |  | ADDPM,TDTEE | COLB_LV,CS_210,CSIP,NPC_CIR,TDSPY,TDSTD,TechMax_UL_Ess,TechMax_UL_Plus
UL | 453561842274 | Transducer, X8-2t | UL | ULTEE |  | 0 | 0 |  |  | ADDPM,TDTEE | COLB_LV,CS_210,CSIP,NPC_CIR,TDSPY,TDSTD,TechMax_UL_Ess,TechMax_UL_Plus
UL | 453561842275 | Transducer, X8-2t | UL | ULTEE |  | 0 | 0 |  |  | ADDPM,TDTEE | COLB_LV,CS_210,CSIP,NPC_CIR,TDSPY,TDSTD,TechMax_UL_Ess,TechMax_UL_Plus
UL | 453561842276 | Transducer, X8-2t | UL | ULTEE |  | 0 | 0 |  |  | ADDPM,TDTEE | COLB_LV,CS_210,CSIP,NPC_CIR,TDSPY,TDSTD,TechMax_UL_Ess,TechMax_UL_Plus
UL | 453561842277 | Transducer, X8-2t | UL | ULTEE |  | 0 | 0 |  |  | ADDPM,TDTEE | COLB_LV,CS_210,CSIP,NPC_CIR,TDSPY,TDSTD,TechMax_UL_Ess,TechMax_UL_Plus
UL | 453561853091 | Transducer, X8-2ti | UL | ULTEE |  | 0 | 0 |  |  | ADDPM,TDTEE | COLB_LV,CS_210,CSIP,NPC_CIR,TDSPY,TDSTD,TechMax_UL_Ess,TechMax_UL_Plus
UL | 453561853092 | Transducer, X8-2ti | UL | ULTEE |  | 0 | 0 |  |  | ADDPM,TDTEE | COLB_LV,CS_210,CSIP,NPC_CIR,TDSPY,TDSTD,TechMax_UL_Ess,TechMax_UL_Plus
UL | 453561853093 | Transducer, X8-2ti | UL | ULTEE |  | 0 | 0 |  |  | ADDPM,TDTEE | COLB_LV,CS_210,CSIP,NPC_CIR,TDSPY,TDSTD,TechMax_UL_Ess,TechMax_UL_Plus
UL | 453562162561 | X7-2t Transducer (MTEE) | UL | ULTEE |  | 0 | 0 |  |  | ADDPM,TDTEE | COLB_LV,CS_210,CSIP,NPC_CIR,TDSPY,TDSTD,TechMax_UL_Ess,TechMax_UL_Plus
UL | 453563074591 | TRANSTHORACIC OMNIPLANE TRANSDUCER | UL | ULTEE |  | 0 | 0 |  |  | ADDPM,TDTEE | COLB_LV,CS_210,CSIP,NPC_CIR,TDSPY,TDSTD,TechMax_UL_Ess,TechMax_UL_Plus
UL | 453563074601 | TRANSTHORACIC OMNIPLANE TRANSDUCER | UL | ULTEE |  | 0 | 0 |  |  | ADDPM,TDTEE | COLB_LV,CS_210,CSIP,NPC_CIR,TDSPY,TDSTD,TechMax_UL_Ess,TechMax_UL_Plus
UL | 453563074911 | TEE PROBE 5.0 MHZ | UL | ULTEE |  | 0 | 0 |  |  | ADDPM,TDTEE | COLB_LV,CS_210,CSIP,NPC_CIR,TDSPY,TDSTD,TechMax_UL_Ess,TechMax_UL_Plus
UL | 453563075111 | BI PLANETEE PROBE | UL | ULTEE |  | 0 | 0 |  |  | ADDPM,TDTEE | COLB_LV,CS_210,CSIP,NPC_CIR,TDSPY,TDSTD,TechMax_UL_Ess,TechMax_UL_Plus
UL | 453563075241 | OMNI PLANE TEE TRANSDUCER (EXCHANGE) | UL | ULTEE |  | 0 | 0 |  |  | ADDPM,TDTEE | COLB_LV,CS_210,CSIP,NPC_CIR,TDSPY,TDSTD,TechMax_UL_Ess,TechMax_UL_Plus
UL | 453563075551 | TEE OMNIPLANE TRANSDUCER | UL | ULTEE |  | 0 | 0 |  |  | ADDPM,TDTEE | COLB_LV,CS_210,CSIP,NPC_CIR,TDSPY,TDSTD,TechMax_UL_Ess,TechMax_UL_Plus
UL | 453563075601 | MINI TEE TRANSDUCER | UL | ULTEE |  | 0 | 0 |  |  | ADDPM,TDTEE | COLB_LV,CS_210,CSIP,NPC_CIR,TDSPY,TDSTD,TechMax_UL_Ess,TechMax_UL_Plus
UL | 453563075611 | MINI TEE TRANSDUCER | UL | ULTEE |  | 0 | 0 |  |  | ADDPM,TDTEE | COLB_LV,CS_210,CSIP,NPC_CIR,TDSPY,TDSTD,TechMax_UL_Ess,TechMax_UL_Plus
UL | 453563075641 | PEDIATRIC BI-PLANE TEE | UL | ULTEE |  | 0 | 0 |  |  | ADDPM,TDTEE | COLB_LV,CS_210,CSIP,NPC_CIR,TDSPY,TDSTD,TechMax_UL_Ess,TechMax_UL_Plus
UL | 453563075801 | TEE BIPLANE PEDIATRIC TRANSDUC | UL | ULTEE |  | 0 | 0 |  |  | ADDPM,TDTEE | COLB_LV,CS_210,CSIP,NPC_CIR,TDSPY,TDSTD,TechMax_UL_Ess,TechMax_UL_Plus
UL | 453563075831 | OMNI II, TEE XDCR | UL | ULTEE |  | 0 | 0 |  |  | ADDPM,TDTEE | COLB_LV,CS_210,CSIP,NPC_CIR,TDSPY,TDSTD,TechMax_UL_Ess,TechMax_UL_Plus
UL | 453563075851 | OMNI PLANE TEE TRANSDUCER | UL | ULTEE |  | 0 | 0 |  |  | ADDPM,TDTEE | COLB_LV,CS_210,CSIP,NPC_CIR,TDSPY,TDSTD,TechMax_UL_Ess,TechMax_UL_Plus
UL | 453563075861 | OMNI PLANE TEE XDUCER | UL | ULTEE |  | 0 | 0 |  |  | ADDPM,TDTEE | COLB_LV,CS_210,CSIP,NPC_CIR,TDSPY,TDSTD,TechMax_UL_Ess,TechMax_UL_Plus
UL | 453563075881 | TRANSDUCER,OMNI II TEE (D44) - (D05) | UL | ULTEE |  | 0 | 0 |  |  | ADDPM,TDTEE | COLB_LV,CS_210,CSIP,NPC_CIR,TDSPY,TDSTD,TechMax_UL_Ess,TechMax_UL_Plus
UL | 453563075901 | TEE OMNIPLANE II TRANSDUCER EXCHANGE | UL | ULTEE |  | 0 | 0 |  |  | ADDPM,TDTEE | COLB_LV,CS_210,CSIP,NPC_CIR,TDSPY,TDSTD,TechMax_UL_Ess,TechMax_UL_Plus
UL | 453563075931 | TRANSDUCER,OMNI II TEE (D44) | UL | ULTEE |  | 0 | 0 |  |  | ADDPM,TDTEE | COLB_LV,CS_210,CSIP,NPC_CIR,TDSPY,TDSTD,TechMax_UL_Ess,TechMax_UL_Plus
UL | 453563076271 | MINIMULTI TEE PROBE | UL | ULTEE |  | 0 | 0 |  |  | ADDPM,TDTEE | COLB_LV,CS_210,CSIP,NPC_CIR,TDSPY,TDSTD,TechMax_UL_Ess,TechMax_UL_Plus
UL | 453563076281 | MINI MULTI TEE PROBE (D40) | UL | ULTEE |  | 0 | 0 |  |  | ADDPM,TDTEE | COLB_LV,CS_210,CSIP,NPC_CIR,TDSPY,TDSTD,TechMax_UL_Ess,TechMax_UL_Plus
UL | 453563466821 | OMNI 3 TEE TRANSDUCER (D45) | UL | ULTEE |  | 0 | 0 |  |  | ADDPM,TDTEE | COLB_LV,CS_210,CSIP,NPC_CIR,TDSPY,TDSTD,TechMax_UL_Ess,TechMax_UL_Plus
UL | 453566313721 | OMNIPRO OPERION | UL | ULTEE |  | 0 | 0 |  |  | ADDPM,TDTEE | COLB_LV,CS_210,CSIP,NPC_CIR,TDSPY,TDSTD,TechMax_UL_Ess,TechMax_UL_Plus
UL | 453566455361 | SCNHD MPT7-4 | UL | ULTEE |  | 0 | 0 |  |  | ADDPM,TDTEE | COLB_LV,CS_210,CSIP,NPC_CIR,TDSPY,TDSTD,TechMax_UL_Ess,TechMax_UL_Plus
UL | 453566550361 | SONOS 2000/2500 OMNIPLANE 2 TEE PROBE | UL | ULTEE |  | 0 | 0 |  |  | ADDPM,TDTEE | COLB_LV,CS_210,CSIP,NPC_CIR,TDSPY,TDSTD,TechMax_UL_Ess,TechMax_UL_Plus
UL | 453580524762 | APM Choice S7-2 Omni TRDCR | UL | ULTEE |  | 0 | 0 |  |  | ADDPM,TDTEE | COLB_LV,CS_210,CSIP,NPC_CIR,TDSPY,TDSTD,TechMax_UL_Ess,TechMax_UL_Plus
UL | 453580524763 | APM Choice T6H Omni III TRDCR | UL | ULTEE |  | 0 | 0 |  |  | ADDPM,TDTEE | COLB_LV,CS_210,CSIP,NPC_CIR,TDSPY,TDSTD,TechMax_UL_Ess,TechMax_UL_Plus
UL | 453580524778 | APM Choice X7-2t Cmpct TRDCR | UL | ULTEE |  | 0 | 0 |  |  | ADDPM,TDTEE | COLB_LV,CS_210,CSIP,NPC_CIR,TDSPY,TDSTD,TechMax_UL_Ess,TechMax_UL_Plus
UL | 795001 | InnoSight System | UL | UL |  | 0 | 0 |  |  | TDSTD | ADDPM,COLB_LV,CS_210,CSIP,NPC_CIR,TDSPY,TDTEE,TechMax_UL_Ess,TechMax_UL_Plus
UL | 795003 | HD8 Ultrasound System | UL | UL |  | 1 | 1.2 |  |  | ADDPM,TDSTD | COLB_LV,CS_210,CSIP,NPC_CIR,TDSPY,TDTEE,TechMax_UL_Ess,TechMax_UL_Plus
UL | 795045 | CX50 Uptrade | UL | UL |  | 0 | 0 |  |  | ADDPM,CSIP,TDSPY,TDSTD,TDTEE | COLB_LV,CS_210,NPC_CIR,TechMax_UL_Ess,TechMax_UL_Plus
UL | 795050 | iU22 Ultrasound System | UL | UL |  | 1 | 1.8 |  |  | ADDPM,CSIP,TDSPY,TDSTD,TDTEE | COLB_LV,CS_210,NPC_CIR,TechMax_UL_Ess,TechMax_UL_Plus
UL | 795052 | iE33 Ultrasound System | UL | UL |  | 1 | 2 |  |  | ADDPM,CSIP,TDSPY,TDSTD,TDTEE | COLB_LV,CS_210,NPC_CIR,TechMax_UL_Ess,TechMax_UL_Plus
UL | 795053 | iE33 Upgrade | UL | ULTEE |  | 0 | 0 |  |  | ADDPM | COLB_LV,CS_210,CSIP,NPC_CIR,TDSPY,TDSTD,TDTEE,TechMax_UL_Ess,TechMax_UL_Plus
UL | 795060 | iU Elite Ultrasound System | UL | UL |  | 1 | 1.8 |  |  | ADDPM,CSIP,TDSPY,TDSTD,TDTEE | COLB_LV,CS_210,NPC_CIR,TechMax_UL_Ess,TechMax_UL_Plus
UL | 795062 | iE33 2D Select Configuration | UL | UL |  | 1 | 2 |  |  | ADDPM,CSIP,TDSTD,TDTEE | COLB_LV,CS_210,NPC_CIR,TDSPY,TechMax_UL_Ess,TechMax_UL_Plus
UL | 795063 | iE33 2D Select Upgrade | UL | ULTEE |  | 0 | 0 |  |  | ADDPM | COLB_LV,CS_210,CSIP,NPC_CIR,TDSPY,TDSTD,TDTEE,TechMax_UL_Ess,TechMax_UL_Plus
UL | 795064 | CX50 Ultrasound System | UL | UL |  | 1 | 1.6 |  |  | ADDPM,CS_210,CSIP,NPC_CIR,TDSTD,TDTEE | COLB_LV,TDSPY,TechMax_UL_Ess,TechMax_UL_Plus
UL | 795065 | CX50 Upgrade | UL | ULTEE |  | 1 | 0 |  |  | ADDPM,CSIP | COLB_LV,CS_210,NPC_CIR,TDSPY,TDSTD,TDTEE,TechMax_UL_Ess,TechMax_UL_Plus
UL | 795066 | HD15 Ultrasound System | UL | UL |  | 1 | 1.5 |  |  | ADDPM,CSIP,TDSPY,TDSTD,TDTEE | COLB_LV,CS_210,NPC_CIR,TechMax_UL_Ess,TechMax_UL_Plus
UL | 795070 | HD7 Ultrasound System | UL | UL |  | 1 | 1.4 |  |  | ADDPM,CSIP,TDSTD,TDTEE | COLB_LV,CS_210,NPC_CIR,TDSPY,TechMax_UL_Ess,TechMax_UL_Plus
UL | 795074 | CX50 Integrated Ultrasound System | UL | UL |  | 1 | 0 |  |  | ADDPM,CS_210,CSIP,NPC_CIR,TDSPY,TDSTD,TDTEE | COLB_LV,TechMax_UL_Ess,TechMax_UL_Plus
UL | 795075 | CX50 POC Ultrasound System | UL | UL |  | 0 | 0 |  |  | ADDPM,CS_210,CSIP,NPC_CIR,TDSTD,TDTEE | COLB_LV,TDSPY,TechMax_UL_Ess,TechMax_UL_Plus
UL | 795076 | CX50 Ultrasound System | UL | UL |  | 1 | 1.6 |  |  | ADDPM,CS_210,CSIP,NPC_CIR,TDSPY,TDSTD,TDTEE | COLB_LV,TechMax_UL_Ess,TechMax_UL_Plus
UL | 795078 | HD7 L Ultrasound System | UL | UL |  | 1 | 1.4 |  |  | ADDPM,CSIP,TDSTD | COLB_LV,CS_210,NPC_CIR,TDSPY,TDTEE,TechMax_UL_Ess,TechMax_UL_Plus
UL | 795080 | ClearVue 350 Ultrasound System | UL | UL |  | 1 | 1.5 |  |  | ADDPM,CSIP,TDSPY,TDSTD | COLB_LV,CS_210,NPC_CIR,TDTEE,TechMax_UL_Ess,TechMax_UL_Plus
UL | 795087 | CX50 Ultrasound System | UL | UL + EWWE |  | 1 | 1.6 |  |  | ADDPM,CS_210,CSIP,NPC_CIR,TDSPY,TDSTD,TDTEE | COLB_LV,TechMax_UL_Ess,TechMax_UL_Plus
UL | 795090 | Sparq Ultrasound System | UL | UL + EWWE |  | 1 | 1.5 |  |  | ADDPM,CS_210,CSIP,NPC_CIR,TDSPY,TDSTD,TDTEE | COLB_LV,TechMax_UL_Ess,TechMax_UL_Plus
UL | 795091 | Sparq Upgrade | UL | ULTEE |  | 0 | 0 |  |  | ADDPM | COLB_LV,CS_210,CSIP,NPC_CIR,TDSPY,TDSTD,TDTEE,TechMax_UL_Ess,TechMax_UL_Plus
UL | 795092 | HD5 Ultrasound System | UL | UL |  | 1 | 1.2 |  |  | ADDPM,CSIP,TDSTD | COLB_LV,CS_210,NPC_CIR,TDSPY,TDTEE,TechMax_UL_Ess,TechMax_UL_Plus
UL | 795094 | ClearVue 550 Ultrasound System | UL | UL |  | 1 | 1.5 |  |  | ADDPM,CSIP,TDSPY,TDSTD | COLB_LV,CS_210,NPC_CIR,TDTEE,TechMax_UL_Ess,TechMax_UL_Plus
UL | 795098 | iE Elite Ultrasound System | UL | UL |  | 1 | 0 |  |  | ADDPM,CSIP,TDSPY,TDSTD,TDTEE | COLB_LV,CS_210,NPC_CIR,TechMax_UL_Ess,TechMax_UL_Plus
UL | 795101 | Xperius System | UL | UL |  | 0 | 0 |  |  | ADDPM,TDSTD | COLB_LV,CS_210,CSIP,NPC_CIR,TDSPY,TDTEE,TechMax_UL_Ess,TechMax_UL_Plus
UL | 795104 | 3300 Ultrasound System | UL | UL |  | 1 | 1.2 |  |  | ADDPM,TDSPY,TDSTD | COLB_LV,CS_210,CSIP,NPC_CIR,TDTEE,TechMax_UL_Ess,TechMax_UL_Plus
UL | 795109 | HD15 Diamond Select System | UL | UL |  | 1 | 1.5 |  |  | ADDPM,CSIP,TDSPY,TDSTD,TDTEE | COLB_LV,CS_210,NPC_CIR,TechMax_UL_Ess,TechMax_UL_Plus
UL | 795112 | iU22 Preowned System | UL | UL |  | 1 | 1.8 |  |  | ADDPM,CSIP,TDSPY,TDSTD,TDTEE | COLB_LV,CS_210,NPC_CIR,TechMax_UL_Ess,TechMax_UL_Plus
UL | 795113 | iE33 Preowned System | UL | UL |  | 1 | 2 |  |  | ADDPM,CSIP,TDSPY,TDSTD,TDTEE | COLB_LV,CS_210,NPC_CIR,TechMax_UL_Ess,TechMax_UL_Plus
UL | 795114 | CX50 Diamond Select System | UL | UL + EWWE |  | 1 | 1.6 |  |  | ADDPM,CS_210,CSIP,NPC_CIR,TDSPY,TDSTD,TDTEE | COLB_LV,TechMax_UL_Ess,TechMax_UL_Plus
UL | 795116 | Sparq Diamond Select System | UL | UL + EWWE |  | 1 | 1.5 |  |  | ADDPM,CS_210,CSIP,NPC_CIR,TDSPY,TDSTD,TDTEE | COLB_LV,TechMax_UL_Ess,TechMax_UL_Plus
UL | 795117 | EPIQ 7 Diamond Select System | UL | UL + TM + EWWE |  | 1 | 1.6 |  |  | ADDPM,COLB_LV,CSIP,NPC_CIR,TDSPY,TDSTD,TDTEE,TechMax_UL_Ess,TechMax_UL_Plus | CS_210
UL | 795118 | Affiniti 50 Diamond Select System | UL | UL + TM + EWWE |  | 1 | 1.5 |  |  | ADDPM,COLB_LV,CSIP,TDSPY,TDSTD,TDTEE,TechMax_UL_Ess,TechMax_UL_Plus | CS_210,NPC_CIR
UL | 795119 | Affiniti 70 Diamond Select System | UL | UL + TM + EWWE |  | 1 | 1.5 |  |  | ADDPM,COLB_LV,CSIP,TDSPY,TDSTD,TDTEE,TechMax_UL_Ess,TechMax_UL_Plus | CS_210,NPC_CIR
UL | 795120 | EPIQ 5 Diamond Select System | UL | UL + TM + EWWE |  | 1 | 1.5 |  |  | ADDPM,COLB_LV,CSIP,NPC_CIR,TDSPY,TDSTD,TDTEE,TechMax_UL_Ess,TechMax_UL_Plus | CS_210
UL | 795121 | Affiniti 30 Diamond Select System | UL | UL + TM |  | 1 | 0 |  |  | ADDPM,CSIP,TDSPY,TDSTD,TDTEE,TechMax_UL_Ess,TechMax_UL_Plus | COLB_LV,CS_210,NPC_CIR
UL | 795122 | EPIQ CVx Diamond Select Ultrasound | UL | UL + TM + EWWE |  | 1 | 1.5 |  |  | ADDPM,COLB_LV,CSIP,TDSPY,TDSTD,TDTEE,TechMax_UL_Ess,TechMax_UL_Plus | CS_210,NPC_CIR
UL | 795125 | EPIQ Elite Diamond Select Ultrasound | UL | UL + TM + EWWE |  | 1 | 1.5 |  |  | ADDPM,COLB_LV,CSIP,TDSPY,TDSTD,TDTEE,TechMax_UL_Ess,TechMax_UL_Plus | CS_210,NPC_CIR
UL | 795141 | Ultrasound System 5500CV | UL | UL + TM + EWWE |  | 1 | 1.5 |  |  | ADDPM,COLB_LV,CSIP,TDSPY,TDSTD,TDTEE,TechMax_UL_Ess | CS_210,NPC_CIR,TechMax_UL_Plus
UL | 795142 | 5500 Upgrade | UL | ULTEE |  | 1 | 0 |  |  | ADDPM,TDSPY,TDSTD,TDTEE | COLB_LV,CS_210,CSIP,NPC_CIR,TechMax_UL_Ess,TechMax_UL_Plus
UL | 795143 | Ultrasound System 5500P | UL | UL + TM + EWWE |  | 1 | 1.5 |  |  | ADDPM,COLB_LV,CSIP,TDSPY,TDSTD,TDTEE,TechMax_UL_Ess | CS_210,NPC_CIR,TechMax_UL_Plus
UL | 795144 | Ultrasound System 5500W | UL | UL + TM + EWWE |  | 1 | 1.5 |  |  | ADDPM,COLB_LV,CSIP,TDSPY,TDSTD,TechMax_UL_Ess | CS_210,NPC_CIR,TDTEE,TechMax_UL_Plus
UL | 795145 | Ultrasound System 5500G | UL | UL + TM + EWWE |  | 1 | 1.5 |  |  | ADDPM,COLB_LV,CSIP,TDSPY,TDSTD,TDTEE,TechMax_UL_Ess | CS_210,NPC_CIR,TechMax_UL_Plus
UL | 795146 | Ultrasound System 5300W | UL | UL + TM + EWWE |  | 1 | 1.5 |  |  | ADDPM,COLB_LV,CSIP,TDSPY,TDSTD,TDTEE,TechMax_UL_Ess | CS_210,NPC_CIR,TechMax_UL_Plus
UL | 795147 | Ultrasound System 5300P | UL | UL + TM + EWWE |  | 1 | 1.5 |  |  | ADDPM,COLB_LV,CSIP,TDSPY,TDSTD,TDTEE,TechMax_UL_Ess | CS_210,NPC_CIR,TechMax_UL_Plus
UL | 795148 | Ultrasound System 5300G | UL | UL + TM + EWWE |  | 1 | 1.5 |  |  | ADDPM,COLB_LV,CSIP,TDSPY,TDSTD,TDTEE,TechMax_UL_Ess | CS_210,NPC_CIR,TechMax_UL_Plus
UL | 795150 | iE Elite 2D Select Ultrasound System | UL | UL |  | 1 | 0 |  |  | ADDPM,CSIP,TDSPY,TDSTD,TDTEE | COLB_LV,CS_210,NPC_CIR,TechMax_UL_Ess,TechMax_UL_Plus
UL | 795158 | Ultrasound System 5100 POC | UL | UL |  | 0 | 0 |  |  | CS_210,TDSTD,TDTEE | ADDPM,COLB_LV,CSIP,NPC_CIR,TDSPY,TechMax_UL_Ess,TechMax_UL_Plus
UL | 795180 | Affiniti 30 Ultrasound System | UL | UL + TM + EWWE |  | 1 | 1.5 |  |  | ADDPM,COLB_LV,CSIP,TDSPY,TDSTD,TechMax_UL_Ess | CS_210,NPC_CIR,TDTEE,TechMax_UL_Plus
UL | 795181 | Affiniti 50 Ultrasound China Local | UL | UL |  | 1 | 1.5 |  |  | TDSPY,TDSTD,TDTEE | ADDPM,COLB_LV,CS_210,CSIP,NPC_CIR,TechMax_UL_Ess,TechMax_UL_Plus
UL | 795182 | Affiniti 70 Ultrasound China Local | UL | UL |  | 1 | 1.5 |  |  | TDSPY,TDSTD,TDTEE | ADDPM,COLB_LV,CS_210,CSIP,NPC_CIR,TechMax_UL_Ess,TechMax_UL_Plus
UL | 795183 | Affiniti 70C Ultrasound China Local | UL | UL |  | 1 | 1.5 |  |  | TDSPY,TDSTD,TDTEE | ADDPM,COLB_LV,CS_210,CSIP,NPC_CIR,TechMax_UL_Ess,TechMax_UL_Plus
UL | 795184 | Affiniti 70W Ultrasound China Local | UL | UL |  | 1 | 1.5 |  |  | TDSPY,TDSTD,TDTEE | ADDPM,COLB_LV,CS_210,CSIP,NPC_CIR,TechMax_UL_Ess,TechMax_UL_Plus
UL | 795185 | Affiniti 70W Ultrasound China | UL | UL + TM |  | 1 | 0 |  |  | ADDPM,CSIP,TDSPY,TDSTD,TDTEE,TechMax_UL_Ess | COLB_LV,CS_210,NPC_CIR,TechMax_UL_Plus
UL | 795186 | Affiniti 70C Ultrasound China | UL | UL + TM |  | 1 | 0 |  |  | ADDPM,CSIP,TDSPY,TDSTD,TDTEE,TechMax_UL_Ess | COLB_LV,CS_210,NPC_CIR,TechMax_UL_Plus
UL | 795187 | Affiniti 70 Ultrasound China | UL | UL + TM |  | 1 | 0 |  |  | ADDPM,CSIP,TDSPY,TDSTD,TDTEE,TechMax_UL_Ess | COLB_LV,CS_210,NPC_CIR,TechMax_UL_Plus
UL | 795190 | Affiniti CVx Ultrasound System | UL | UL + TM + EWWE |  | 1 | 1.5 |  |  | ADDPM,COLB_LV,CSIP,TDSPY,TDSTD,TDTEE,TechMax_UL_Ess,TechMax_UL_Plus | CS_210,NPC_CIR
UL | 795191 | Affiniti CVx Upgrade | UL | ULTEE |  | 1 | 0 |  |  | ADDPM,CSIP | COLB_LV,CS_210,NPC_CIR,TDSPY,TDSTD,TDTEE,TechMax_UL_Ess,TechMax_UL_Plus
UL | 795192 | Affiniti CVx Ultrasound China | UL | UL |  | 1 | 1.5 |  |  | TDSPY,TDSTD,TDTEE | ADDPM,COLB_LV,CS_210,CSIP,NPC_CIR,TechMax_UL_Ess,TechMax_UL_Plus
UL | 795200 | EPIQ 7G Ultrasound System | UL | UL + TM + EWWE |  | 1 | 1.6 |  |  | ADDPM,COLB_LV,CSIP,NPC_CIR,TDSPY,TDSTD,TDTEE,TechMax_UL_Ess,TechMax_UL_Plus | CS_210
UL | 795201 | EPIQ 7C Ultrasound System | UL | UL + TM + EWWE |  | 1 | 1.6 |  |  | ADDPM,COLB_LV,CSIP,NPC_CIR,TDSPY,TDSTD,TDTEE,TechMax_UL_Ess,TechMax_UL_Plus | CS_210
UL | 795202 | EPIQ 7W Ultrasound System | UL | UL + TM + EWWE |  | 1 | 1.6 |  |  | ADDPM,COLB_LV,CSIP,NPC_CIR,TDSPY,TDSTD,TechMax_UL_Ess,TechMax_UL_Plus | CS_210,TDTEE
UL | 795203 | EPIQ 7 Upgrade | UL | ULTEE |  | 1 | 0 |  |  | ADDPM,CSIP | COLB_LV,CS_210,NPC_CIR,TDSPY,TDSTD,TDTEE,TechMax_UL_Ess,TechMax_UL_Plus
UL | 795204 | EPIQ 5G Ultrasound System | UL | UL + TM + EWWE |  | 1 | 1.5 |  |  | ADDPM,COLB_LV,CSIP,NPC_CIR,TDSPY,TDSTD,TDTEE,TechMax_UL_Ess,TechMax_UL_Plus | CS_210
UL | 795205 | EPIQ 5C Ultrasound System | UL | UL + TM + EWWE |  | 1 | 1.5 |  |  | ADDPM,COLB_LV,CSIP,NPC_CIR,TDSPY,TDSTD,TDTEE,TechMax_UL_Ess,TechMax_UL_Plus | CS_210
UL | 795206 | EPIQ 5W Ultrasound System | UL | UL + TM + EWWE |  | 1 | 1.6 |  |  | ADDPM,COLB_LV,CSIP,NPC_CIR,TDSPY,TDSTD,TDTEE,TechMax_UL_Ess,TechMax_UL_Plus | CS_210
UL | 795207 | EPIQ 5 Upgrade | UL | ULTEE |  | 1 | 0 |  |  | ADDPM,CSIP | COLB_LV,CS_210,NPC_CIR,TDSPY,TDSTD,TDTEE,TechMax_UL_Ess,TechMax_UL_Plus
UL | 795208 | Affiniti 50 Ultrasound System | UL | UL + TM + EWWE |  | 1 | 1.5 |  |  | ADDPM,COLB_LV,CSIP,TDSPY,TDSTD,TDTEE,TechMax_UL_Ess,TechMax_UL_Plus | CS_210,NPC_CIR
UL | 795209 | Affiniti 50 Upgrade | UL | ULTEE |  | 1 | 0 |  |  | ADDPM,CSIP | COLB_LV,CS_210,NPC_CIR,TDSPY,TDSTD,TDTEE,TechMax_UL_Ess,TechMax_UL_Plus
UL | 795210 | Affiniti 70 Ultrasound System | UL | UL + TM + EWWE |  | 1 | 1.5 |  |  | ADDPM,COLB_LV,CSIP,TDSPY,TDSTD,TDTEE,TechMax_UL_Ess,TechMax_UL_Plus | CS_210,NPC_CIR
UL | 795211 | Affiniti 70 Upgrade | UL | ULTEE |  | 0 | 0 |  |  | ADDPM | COLB_LV,CS_210,CSIP,NPC_CIR,TDSPY,TDSTD,TDTEE,TechMax_UL_Ess,TechMax_UL_Plus
UL | 795218 | Affiniti 30 Ultrasound System | UL | UL + TM + EWWE |  | 1 | 1.5 |  |  | ADDPM,COLB_LV,CSIP,TDSPY,TDSTD,TDTEE,TechMax_UL_Ess,TechMax_UL_Plus | CS_210,NPC_CIR
UL | 795219 | Affiniti 30 Upgrade | UL | ULTEE |  | 0 | 0 |  |  | ADDPM | COLB_LV,CS_210,CSIP,NPC_CIR,TDSPY,TDSTD,TDTEE,TechMax_UL_Ess,TechMax_UL_Plus
UL | 795220 | ClearVue 650 Ultrasound System | UL | UL |  | 1 | 1.5 |  |  | ADDPM,CSIP,TDSPY,TDSTD | COLB_LV,CS_210,NPC_CIR,TDTEE,TechMax_UL_Ess,TechMax_UL_Plus
UL | 795222 | ClearVue 580 Ultrasound System | UL | UL |  | 1 | 1.5 |  |  | ADDPM,CSIP,TDSTD | COLB_LV,CS_210,NPC_CIR,TDSPY,TDTEE,TechMax_UL_Ess,TechMax_UL_Plus
UL | 795226 | ClearVue 850 Ultrasound System | UL | UL |  | 1 | 1.5 |  |  | ADDPM,CSIP,TDSPY,TDSTD | COLB_LV,CS_210,NPC_CIR,TDTEE,TechMax_UL_Ess,TechMax_UL_Plus
UL | 795231 | EPIQ CVx Ultrasound system | UL | UL + TM + EWWE |  | 1 | 1.5 |  |  | ADDPM,COLB_LV,CSIP,TDSPY,TDSTD,TDTEE,TechMax_UL_Ess,TechMax_UL_Plus | CS_210,NPC_CIR
UL | 795232 | EPIQ CVxi Ultrasound System | UL | UL + TM + EWWE |  | 1 | 1.5 |  |  | ADDPM,COLB_LV,CSIP,TDSPY,TDSTD,TDTEE,TechMax_UL_Ess,TechMax_UL_Plus | CS_210,NPC_CIR
UL | 795233 | EPIQ Upgrade | UL | ULTEE |  | 1 | 0 |  |  | ADDPM,CSIP | COLB_LV,CS_210,NPC_CIR,TDSPY,TDSTD,TDTEE,TechMax_UL_Ess,TechMax_UL_Plus
UL | 795234 | EPIQ Elite Diagnostic Ultrasound System | UL | UL + TM + EWWE |  | 1 | 1.5 |  |  | ADDPM,COLB_LV,CSIP,NPC_CIR,TDSPY,TDSTD,TDTEE,TechMax_UL_Ess,TechMax_UL_Plus | CS_210
UL | 795235 | EPIQ Elite Upgrade | UL | ULTEE |  | 1 | 0 |  |  | ADDPM,CSIP | COLB_LV,CS_210,NPC_CIR,TDSPY,TDSTD,TDTEE,TechMax_UL_Ess,TechMax_UL_Plus
UL | 795236 | EPIQ Elite Diagnostic Ultrasound China | UL | UL |  | 1 | 1.5 |  |  | CSIP,TDSPY,TDSTD,TDTEE | ADDPM,COLB_LV,CS_210,NPC_CIR,TechMax_UL_Ess,TechMax_UL_Plus
UL | 795237 | EPIQ CVx Ultrasound System China | UL | UL |  | 1 | 1.5 |  |  | ADDPM,CSIP,TDSPY,TDSTD,TDTEE | COLB_LV,CS_210,NPC_CIR,TechMax_UL_Ess,TechMax_UL_Plus
UL | 795238 | EPIQ CVxi Ultrasound China | UL | UL |  | 1 | 1.5 |  |  | TDSPY,TDSTD,TDTEE | ADDPM,COLB_LV,CS_210,CSIP,NPC_CIR,TechMax_UL_Ess,TechMax_UL_Plus
UL | 795240 | EPIQ 5W Ultrasound China | UL | UL |  | 1 | 1.6 |  |  | TDSPY,TDSTD,TDTEE | ADDPM,COLB_LV,CS_210,CSIP,NPC_CIR,TechMax_UL_Ess,TechMax_UL_Plus
UL | 795241 | EPIQ 7 Ultrasound China Local | UL | UL |  | 1 | 1.6 |  |  | TDSPY,TDSTD,TDTEE | ADDPM,COLB_LV,CS_210,CSIP,NPC_CIR,TechMax_UL_Ess,TechMax_UL_Plus
UL | 795242 | EPIQ 7W Ultrasound China Local | UL | UL |  | 0 | 0 |  |  | TDSPY,TDSTD,TDTEE | ADDPM,COLB_LV,CS_210,CSIP,NPC_CIR,TechMax_UL_Ess,TechMax_UL_Plus
UL | 795243 | EPIQ 7 EXP Ultrasound China Local | UL | UL |  | 0 | 0 |  |  | TDSPY,TDSTD,TDTEE | ADDPM,COLB_LV,CS_210,CSIP,NPC_CIR,TechMax_UL_Ess,TechMax_UL_Plus
UL | 795244 | EPIQ 7W EXP Ultrasound China Local | UL | UL |  | 0 | 0 |  |  | TDSPY,TDSTD,TDTEE | ADDPM,COLB_LV,CS_210,CSIP,NPC_CIR,TechMax_UL_Ess,TechMax_UL_Plus
UL | 795245 | EPIQ 7 Plus Ultrasound China Local | UL | UL |  | 0 | 1 |  |  | TDSPY,TDSTD,TDTEE | ADDPM,COLB_LV,CS_210,CSIP,NPC_CIR,TechMax_UL_Ess,TechMax_UL_Plus
UL | 795246 | EPIQ 7W Plus Ultrasound China Local | UL | UL |  | 0 | 0 |  |  | TDSPY,TDSTD,TDTEE | ADDPM,COLB_LV,CS_210,CSIP,NPC_CIR,TechMax_UL_Ess,TechMax_UL_Plus
UL | 795247 | EPIQ 5 Ultrasound China Local | UL | UL + TM |  | 1 | 0 |  |  | ADDPM,CSIP,TDSPY,TDSTD,TDTEE,TechMax_UL_Ess,TechMax_UL_Plus | COLB_LV,CS_210,NPC_CIR
UL | 795248 | EPIQ 5 Ultrasound China Local | UL | UL + TM |  | 1 | 0 |  |  | ADDPM,CSIP,TDSPY,TDSTD,TDTEE,TechMax_UL_Ess,TechMax_UL_Plus | COLB_LV,CS_210,NPC_CIR
UL | 795249 | EPIQ 5 Ultrasound China Local | UL | UL + TM |  | 1 | 0 |  |  | ADDPM,CSIP,TDSPY,TDSTD,TDTEE,TechMax_UL_Ess,TechMax_UL_Plus | COLB_LV,CS_210,NPC_CIR
UL | 795250 | EPIQ 5 Ultrasound China Local | UL | UL + TM |  | 1 | 0 |  |  | ADDPM,CSIP,TDSPY,TDSTD,TDTEE,TechMax_UL_Ess,TechMax_UL_Plus | COLB_LV,CS_210,NPC_CIR
UL | 795251 | EPIQ 5 Plus Ultrasound System L4L | UL | UL + TM |  | 1 | 0 |  |  | ADDPM,CSIP,TDSPY,TDSTD,TDTEE,TechMax_UL_Ess,TechMax_UL_Plus | COLB_LV,CS_210,NPC_CIR
UL | 795252 | EPIQ 5 Plus Ultrasound System L4L | UL | UL + TM |  | 1 | 0 |  |  | ADDPM,CSIP,TDSPY,TDSTD,TDTEE,TechMax_UL_Ess,TechMax_UL_Plus | COLB_LV,CS_210,NPC_CIR
UL | 795253 | EPIQ 7C Ultrasound China Local | UL | UL |  | 1 | 1.6 |  |  | TDSPY,TDSTD,TDTEE | ADDPM,COLB_LV,CS_210,CSIP,NPC_CIR,TechMax_UL_Ess,TechMax_UL_Plus
UL | 795254 | EPIQ 7C EXP Ultrasound China Local | UL | UL |  | 1 | 0 |  |  | TDSPY,TDSTD,TDTEE | ADDPM,COLB_LV,CS_210,CSIP,NPC_CIR,TechMax_UL_Ess,TechMax_UL_Plus
UL | 795255 | EPIQ 7C Plus Ultrasound China Local | UL | UL |  | 0 | 0 |  |  | TDSPY,TDSTD,TDTEE | ADDPM,COLB_LV,CS_210,CSIP,NPC_CIR,TechMax_UL_Ess,TechMax_UL_Plus
UL | 795256 | EPIQ CVx Ultrasound China Local | UL | UL |  | 1 | 0 |  |  | CSIP,TDSPY,TDSTD,TDTEE | ADDPM,COLB_LV,CS_210,NPC_CIR,TechMax_UL_Ess,TechMax_UL_Plus
UL | 795257 | EPIQ Elite Ultrasound China Local | UL | UL |  | 1 | 0 |  |  | CSIP,TDSPY,TDSTD,TDTEE | ADDPM,COLB_LV,CS_210,NPC_CIR,TechMax_UL_Ess,TechMax_UL_Plus
UL | 795258 | EPIQ Elite Diagnostic Ultrasound China | UL | UL |  | 1 | 0 |  |  | CSIP,TDSPY,TDSTD,TDTEE | ADDPM,COLB_LV,CS_210,NPC_CIR,TechMax_UL_Ess,TechMax_UL_Plus
UL | 795259 | EPIQ Elite EXP Diagnostic Ultrasound | UL | UL + TM + EWWE |  | 1 | 0 |  |  | ADDPM,CSIP,TDSPY,TDSTD,TDTEE,TechMax_UL_Ess | COLB_LV,CS_210,NPC_CIR,TechMax_UL_Plus
UL | 795260 | EPIQ Elite Plus Diagnostic Ultrasound | UL | UL + TM + EWWE |  | 1 | 0 |  |  | CSIP,TDSPY,TDSTD,TDTEE,TechMax_UL_Ess | ADDPM,COLB_LV,CS_210,NPC_CIR,TechMax_UL_Plus
UL | 795261 | EPIQ CVx EXP Ultrasound System China | UL | UL |  | 1 | 0 |  |  | CSIP,TDSPY,TDSTD,TDTEE | ADDPM,COLB_LV,CS_210,NPC_CIR,TechMax_UL_Ess,TechMax_UL_Plus
UL | 795262 | EPIQ CVx Plus Ultrasound System China | UL | UL |  | 1 | 0 |  |  | CSIP,TDSPY,TDSTD,TDTEE | ADDPM,COLB_LV,CS_210,NPC_CIR,TechMax_UL_Ess,TechMax_UL_Plus
UL | 795263 | EPIQ Elite W Ultrasound System China | UL | UL |  | 1 | 0 |  |  | CSIP,TDSPY,TDSTD,TDTEE | ADDPM,COLB_LV,CS_210,NPC_CIR,TechMax_UL_Ess,TechMax_UL_Plus
UL | 795265 | 5500 Ultrasound System | UL | UL + TM |  | 1 | 1.5 |  |  | ADDPM,TDSPY,TDSTD,TDTEE,TechMax_UL_Ess | COLB_LV,CS_210,CSIP,NPC_CIR,TechMax_UL_Plus
UL | 795274 | Ultrasound System 5100 POC L4L | UL | UL |  | 0 | 0 |  |  | TDSTD,TDTEE | ADDPM,COLB_LV,CS_210,CSIP,NPC_CIR,TDSPY,TechMax_UL_Ess,TechMax_UL_Plus
UL | 795275 | Ultrasound System 5100 POC Pro L4L | UL | UL |  | 0 | 0 |  |  | TDSTD,TDTEE | ADDPM,COLB_LV,CS_210,CSIP,NPC_CIR,TDSPY,TechMax_UL_Ess,TechMax_UL_Plus
UL | 795404 | Ultrasound System 5100 POC Pro | UL | UL |  | 0 | 0 |  |  | CS_210,TDSTD,TDTEE | ADDPM,COLB_LV,CSIP,NPC_CIR,TDSPY,TechMax_UL_Ess,TechMax_UL_Plus
UL | 795407 | Affiniti CVx Ultrasound Circular Edition | UL | UL + TM + EWWE |  | 1 | 0 |  |  | ADDPM,COLB_LV,CSIP,TDSPY,TDSTD,TDTEE,TechMax_UL_Ess,TechMax_UL_Plus | CS_210,NPC_CIR
UL | 989605406772 | S7-3T Transducer | UL | ULTEE |  | 0 | 0 |  |  | ADDPM,TDTEE | COLB_LV,CS_210,CSIP,NPC_CIR,TDSPY,TDSTD,TechMax_UL_Ess,TechMax_UL_Plus
UL | 989605411141 | S8-3t Transducer, FCO | UL | ULTEE |  | 0 | 0 |  |  | ADDPM,TDTEE | COLB_LV,CS_210,CSIP,NPC_CIR,TDSPY,TDSTD,TechMax_UL_Ess,TechMax_UL_Plus
UL | 989605414122 | X7-2T Transducer | UL | ULTEE |  | 0 | 0 |  |  | ADDPM,TDTEE | COLB_LV,CS_210,CSIP,NPC_CIR,TDSPY,TDSTD,TechMax_UL_Ess,TechMax_UL_Plus
UL | 989605424741 | FCO79500251, S8-3t Upgd, iE33 | UL | ULTEE |  | 0 | 0 |  |  | ADDPM,TDTEE | COLB_LV,CS_210,CSIP,NPC_CIR,TDSPY,TDSTD,TechMax_UL_Ess,TechMax_UL_Plus
UL | 989605431171 | S8-3T Transducer | UL | ULTEE |  | 0 | 0 |  |  | ADDPM,TDTEE | COLB_LV,CS_210,CSIP,NPC_CIR,TDSPY,TDSTD,TechMax_UL_Ess,TechMax_UL_Plus
UL | 989605455171 | X8-2T Transducer | UL | ULTEE |  | 0 | 0 |  |  | ADDPM,TDTEE | COLB_LV,CS_210,CSIP,NPC_CIR,TDSPY,TDSTD,TechMax_UL_Ess,TechMax_UL_Plus
UL | 989803001561 | OMNI 3 TEE TRANSDUCER (D45) | UL | ULTEE |  | 0 | 0 |  |  | ADDPM,TDTEE | COLB_LV,CS_210,CSIP,NPC_CIR,TDSPY,TDSTD,TechMax_UL_Ess,TechMax_UL_Plus
UL HH | 795005 | Lumify System | UL-HH | UL-HH |  | 1 | 0.5 |  |  | TDSTD
UL HH | 795007 | Lumify Rugged System Bundle | UL-HH | UL-HH |  | 1 | 0.5 |  |  | TDSTD
UL HH | 795161 | Lumify Ultrasound System iOS | UL-HH | UL-HH |  | 1 | 0.5 |  |  | TDSTD
UL HH | 795216 | Lumify | UL-HH | UL-HH |  | 1 | 0 |  |  | TDSTD
UWS | 830050 | TOMTEC | Ultrasound Workspace | Ultrasound Workspace |  | 0 | 0
UWS | 830059 | TOMTEC Extensions | Ultrasound Workspace | Ultrasound Workspace |  | 0 | 0
UWS | 830101 | Ultrasound Workspace Single-Seat | Ultrasound Workspace | Ultrasound Workspace |  | 0 | 0
UWS | 830102 | Ultrasound Workspace Multi-Seat | Ultrasound Workspace | Ultrasound Workspace |  | 0 | 0
UWS | 830104 | Ultrasound Workspace Extensions | Ultrasound Workspace | Ultrasound Workspace |  | 0 | 0
VAC | 756025 | Capsule Software | EIEMR | EMRVAC |  | 0 | 0